## Data Entry
Water Surface Calculator for Horizontal Round Tile Discharging to Round, Sloped Outlet Pipe
Inputs by User | [5 empty] | Outputs
Seepage Face Height |  | 2 | ft |  |  | Seepage Rate | 28000 | gal/day, or | 0.043325 | cfs
Seepage Face Length |  | 70 | ft |  |  | Flow depth in Outlet Pipe | 0.08 | ft, or | 0.96 | inches
Seepage Face Hydraulic Conductivity |  | 4000 | gal/day/ft^2, see below |  |  | Max depth in round drain tile | 0.33325 | ft, or | 3.999 | inches
Ground or Water Table Slope at seep face |  | 0.05 | ft/ft, or | 5 | percent
Outlet Pipe Diameter (4" or 6") * |  | 4 | inches, or | 0.33333 | ft
Elev. Diff. btwn outlet pipe and round tile at joint |  | 0.2 | inches
Outlet Pipe Slope |  | 0.02 | ft/ft, or | 2 | percent
Manning's number for Outlet Pipe |  | 0.01 | dimensionless, 0.010 for PVC
Manning's number for round drain tile |  | 0.01 | dimensionless, 0.010 for PVC
Round drain tile length |  | 70 | ft
yellow = enter site-specific data
green = outputs
Suggested Hydraulic Conductivities
K
| Soil Type |  | (gal/day/ft^2)
| Clay, silty clay |  | 0.01
| Silt loam, silty clay loam, loam, clay loam, sandy clay loam |  | 10
| Sandy loam |  | 100
| Gravelly loam, loamy sand |  | 1000
| Sand, fine sand |  | 10000 |  |  | Flow stays within exterior round drain tile
| Sand and gravel |  | 100000
| Very gravelly sand |  | 1000000
Source: Freeze and Cherry, 1979, p. 29
Notes and Assumptions
Seepage rate estimated using Dupuit-Forchheimer Approximation of Darcy's Law (face height * face length * conductivity * water table slope)
Assume water table slope to be parallel to slope of ground surface, unless other data is available
No shortcutting by surface runoff directly to drainage system
Flow in sloped, round outlet pipe is uniform
Manning's equation used to determine flow depth and velocity in outlet pipe
Flow in horizontal round drain tile is non-uniform and gradually varied
Flow in round drain tile estimated using Standard Step Method and Newton Raphson Numerical Method
Round drain tile geometry assumed to be 4-inch diameter smooth-walled PVC.
There are no bleeders connecting the exterior horizontal round drain tile and any other interior or exterior drain tile.
No parallel flow in stone around round drain tile
All flow enters round drain tile at upstream end
Water elevation at end of round drain tile is same as water elevation at start of outlet pipe.
Does not account for head loss at transition from round drain tile to outlet pipe, or in bends in round drain tile.

## Flow in outlet pipe
Flow in 4- or 6-inch outlet pipe, using Manning's Equation
Can't solve directly for flow depth in outlet pipe, so calculate the flow rate for every possible flow depth, then select the flow depth that produces Q closest to the actual flow rate.
Algorithm uses different trigonometric formulas when outlet pipe is more or less than 1/2 full. See separate pdf.
Variable |  | Label | Value | Units | Source
Seepage flow rate |  | Q | 0.043325 | ft^3/sec | from data entry
Manning's conversion factor |  | k | 1.4859 | (ft^1/3) / sec | reference
Manning's number for PVC |  | n | 0.01 | no dim | from data entry
Outlet pipe slope |  | S | 0.02 | ft/ft | from data entry
Outlet pipe radius |  | r | 0.16667 | ft | from data entry
Flow area in outlet pipe |  | A | 0.016105 | ft^2 | find
Flow depth in outlet pipe |  | d | 0.08 | ft | find
= outputs used in round drain tile sheet
Flow Depth | Flow Depth | Circ segment ht | Central Angle | Circ seg area | Arc length | Flow Area | Wetted Perimeter | Hydraulic Radius Rh | Pipe Slope | Coefficient | Manning's no. | Velocity from Manning's formula | Q at depth d | Target Flow | Qd/Qtarget | Flow area A | Solution
d | d | h | theta | K | s | A | P | R | s | k | n | v | A/v | Q | =1 at best match | for match | Depth
(in) | (ft) | (ft) | (rad) | (ft^2) | (ft) | (ft^2) | (ft) | (ft) | (ft/ft) | (ft^1/3) / sec | no dim | (ft/s) | (ft^3/s) | (ft^3/s) | (no dim.) | (ft^2) | (ft)
0.012 | 0.001 | 0.001 | 0.2192 | 2.4321e-05 | 0.036533 | 2.4321e-05 | 0.036533 | 0.00066573 | 0.02 | 1.4859 | 0.01 | 0.15983 | 3.8872e-06 | 0.043325 | 8.972e-05 | 0 | 0
0.024 | 0.002 | 0.002 | 0.31015 | 6.8729e-05 | 0.051692 | 6.8729e-05 | 0.051692 | 0.0013296 | 0.02 | 1.4859 | 0.01 | 0.25353 | 1.7425e-05 | 0.043325 | 0.00040218 | 0 | 0
0.036 | 0.003 | 0.003 | 0.38004 | 0.00012615 | 0.063341 | 0.00012615 | 0.063341 | 0.0019916 | 0.02 | 1.4859 | 0.01 | 0.33195 | 4.1875e-05 | 0.043325 | 0.00096652 | 0 | 0
0.048 | 0.004 | 0.004 | 0.43906 | 0.00019404 | 0.073177 | 0.00019404 | 0.073177 | 0.0026517 | 0.02 | 1.4859 | 0.01 | 0.40179 | 7.7964e-05 | 0.043325 | 0.0017995 | 0 | 0
0.06 | 0.005 | 0.005 | 0.49113 | 0.00027094 | 0.081855 | 0.00027094 | 0.081855 | 0.00331 | 0.02 | 1.4859 | 0.01 | 0.46583 | 0.00012621 | 0.043325 | 0.0029131 | 0 | 0
0.072 | 0.006 | 0.006 | 0.53828 | 0.00035583 | 0.089713 | 0.00035583 | 0.089713 | 0.0039663 | 0.02 | 1.4859 | 0.01 | 0.52557 | 0.00018701 | 0.043325 | 0.0043165 | 0 | 0
0.084 | 0.007 | 0.007 | 0.5817 | 0.00044799 | 0.096951 | 0.00044799 | 0.096951 | 0.0046208 | 0.02 | 1.4859 | 0.01 | 0.58193 | 0.0002607 | 0.043325 | 0.0060173 | 0 | 0
0.096 | 0.008 | 0.008 | 0.62218 | 0.00054684 | 0.1037 | 0.00054684 | 0.1037 | 0.0052734 | 0.02 | 1.4859 | 0.01 | 0.63554 | 0.00034754 | 0.043325 | 0.0080216 | 0 | 0
0.108 | 0.009 | 0.009 | 0.66026 | 0.00065192 | 0.11004 | 0.00065192 | 0.11004 | 0.0059242 | 0.02 | 1.4859 | 0.01 | 0.68683 | 0.00044775 | 0.043325 | 0.010335 | 0 | 0
0.12 | 0.01 | 0.01 | 0.69633 | 0.00076283 | 0.11606 | 0.00076283 | 0.11606 | 0.006573 | 0.02 | 1.4859 | 0.01 | 0.73613 | 0.00056154 | 0.043325 | 0.012961 | 0 | 0
0.132 | 0.011 | 0.011 | 0.73069 | 0.00087927 | 0.12178 | 0.00087927 | 0.12178 | 0.00722 | 0.02 | 1.4859 | 0.01 | 0.7837 | 0.00068908 | 0.043325 | 0.015905 | 0 | 0
0.144 | 0.012 | 0.012 | 0.76358 | 0.0010009 | 0.12726 | 0.0010009 | 0.12726 | 0.0078651 | 0.02 | 1.4859 | 0.01 | 0.82973 | 0.0008305 | 0.043325 | 0.019169 | 0 | 0
0.156 | 0.013 | 0.013 | 0.79516 | 0.0011276 | 0.13253 | 0.0011276 | 0.13253 | 0.0085083 | 0.02 | 1.4859 | 0.01 | 0.8744 | 0.00098595 | 0.043325 | 0.022757 | 0 | 0
0.168 | 0.014 | 0.014 | 0.82561 | 0.001259 | 0.1376 | 0.001259 | 0.1376 | 0.0091495 | 0.02 | 1.4859 | 0.01 | 0.91782 | 0.0011555 | 0.043325 | 0.026671 | 0 | 0
0.18 | 0.015 | 0.015 | 0.85502 | 0.001395 | 0.1425 | 0.001395 | 0.1425 | 0.009789 | 0.02 | 1.4859 | 0.01 | 0.96012 | 0.0013393 | 0.043325 | 0.030913 | 0 | 0
0.192 | 0.016 | 0.016 | 0.88352 | 0.0015353 | 0.14725 | 0.0015353 | 0.14725 | 0.010426 | 0.02 | 1.4859 | 0.01 | 1.0014 | 0.0015375 | 0.043325 | 0.035486 | 0 | 0
0.204 | 0.017 | 0.017 | 0.91119 | 0.0016799 | 0.15186 | 0.0016799 | 0.15186 | 0.011062 | 0.02 | 1.4859 | 0.01 | 1.0417 | 0.00175 | 0.043325 | 0.040392 | 0 | 0
0.216 | 0.018 | 0.018 | 0.93809 | 0.0018286 | 0.15635 | 0.0018286 | 0.15635 | 0.011696 | 0.02 | 1.4859 | 0.01 | 1.0811 | 0.001977 | 0.043325 | 0.045631 | 0 | 0
0.228 | 0.019 | 0.019 | 0.9643 | 0.0019812 | 0.16072 | 0.0019812 | 0.16072 | 0.012328 | 0.02 | 1.4859 | 0.01 | 1.1197 | 0.0022185 | 0.043325 | 0.051206 | 0 | 0
0.24 | 0.02 | 0.02 | 0.98987 | 0.0021377 | 0.16498 | 0.0021377 | 0.16498 | 0.012957 | 0.02 | 1.4859 | 0.01 | 1.1576 | 0.0024746 | 0.043325 | 0.057116 | 0 | 0
0.252 | 0.021 | 0.021 | 1.0148 | 0.0022979 | 0.16914 | 0.0022979 | 0.16914 | 0.013585 | 0.02 | 1.4859 | 0.01 | 1.1947 | 0.0027453 | 0.043325 | 0.063365 | 0 | 0
0.264 | 0.022 | 0.022 | 1.0393 | 0.0024616 | 0.17321 | 0.0024616 | 0.17321 | 0.014212 | 0.02 | 1.4859 | 0.01 | 1.2312 | 0.0030307 | 0.043325 | 0.069951 | 0 | 0
0.276 | 0.023 | 0.023 | 1.0632 | 0.0026289 | 0.1772 | 0.0026289 | 0.1772 | 0.014836 | 0.02 | 1.4859 | 0.01 | 1.267 | 0.0033307 | 0.043325 | 0.076877 | 0 | 0
0.288 | 0.024 | 0.024 | 1.0866 | 0.0027995 | 0.1811 | 0.0027995 | 0.1811 | 0.015458 | 0.02 | 1.4859 | 0.01 | 1.3022 | 0.0036455 | 0.043325 | 0.084142 | 0 | 0
0.3 | 0.025 | 0.025 | 1.1096 | 0.0029735 | 0.18494 | 0.0029735 | 0.18494 | 0.016078 | 0.02 | 1.4859 | 0.01 | 1.3368 | 0.003975 | 0.043325 | 0.091747 | 0 | 0
0.312 | 0.026 | 0.026 | 1.1322 | 0.0031507 | 0.1887 | 0.0031507 | 0.1887 | 0.016697 | 0.02 | 1.4859 | 0.01 | 1.3709 | 0.0043192 | 0.043325 | 0.099693 | 0 | 0
0.324 | 0.027 | 0.027 | 1.1544 | 0.003331 | 0.1924 | 0.003331 | 0.1924 | 0.017313 | 0.02 | 1.4859 | 0.01 | 1.4044 | 0.0046783 | 0.043325 | 0.10798 | 0 | 0
0.336 | 0.028 | 0.028 | 1.1762 | 0.0035144 | 0.19603 | 0.0035144 | 0.19603 | 0.017928 | 0.02 | 1.4859 | 0.01 | 1.4375 | 0.005052 | 0.043325 | 0.11661 | 0 | 0
0.348 | 0.029 | 0.029 | 1.1976 | 0.0037009 | 0.19961 | 0.0037009 | 0.19961 | 0.018541 | 0.02 | 1.4859 | 0.01 | 1.4701 | 0.0054406 | 0.043325 | 0.12558 | 0 | 0
0.36 | 0.03 | 0.03 | 1.2188 | 0.0038902 | 0.20313 | 0.0038902 | 0.20313 | 0.019151 | 0.02 | 1.4859 | 0.01 | 1.5022 | 0.0058439 | 0.043325 | 0.13488 | 0 | 0
0.372 | 0.031 | 0.031 | 1.2396 | 0.0040824 | 0.2066 | 0.0040824 | 0.2066 | 0.01976 | 0.02 | 1.4859 | 0.01 | 1.5339 | 0.006262 | 0.043325 | 0.14453 | 0 | 0
0.384 | 0.032 | 0.032 | 1.2601 | 0.0042774 | 0.21002 | 0.0042774 | 0.21002 | 0.020367 | 0.02 | 1.4859 | 0.01 | 1.5652 | 0.0066949 | 0.043325 | 0.15453 | 0 | 0
0.396 | 0.033 | 0.033 | 1.2803 | 0.0044752 | 0.21339 | 0.0044752 | 0.21339 | 0.020972 | 0.02 | 1.4859 | 0.01 | 1.596 | 0.0071425 | 0.043325 | 0.16486 | 0 | 0
0.408 | 0.034 | 0.034 | 1.3003 | 0.0046756 | 0.21671 | 0.0046756 | 0.21671 | 0.021575 | 0.02 | 1.4859 | 0.01 | 1.6265 | 0.0076049 | 0.043325 | 0.17553 | 0 | 0
0.42 | 0.035 | 0.035 | 1.32 | 0.0048787 | 0.22 | 0.0048787 | 0.22 | 0.022176 | 0.02 | 1.4859 | 0.01 | 1.6566 | 0.0080819 | 0.043325 | 0.18654 | 0 | 0
0.432 | 0.036 | 0.036 | 1.3394 | 0.0050843 | 0.22324 | 0.0050843 | 0.22324 | 0.022775 | 0.02 | 1.4859 | 0.01 | 1.6863 | 0.0085737 | 0.043325 | 0.19789 | 0 | 0
0.444 | 0.037 | 0.037 | 1.3586 | 0.0052925 | 0.22644 | 0.0052925 | 0.22644 | 0.023373 | 0.02 | 1.4859 | 0.01 | 1.7157 | 0.0090802 | 0.043325 | 0.20958 | 0 | 0
0.456 | 0.038 | 0.038 | 1.3776 | 0.0055032 | 0.2296 | 0.0055032 | 0.2296 | 0.023968 | 0.02 | 1.4859 | 0.01 | 1.7447 | 0.0096013 | 0.043325 | 0.22161 | 0 | 0
0.468 | 0.039 | 0.039 | 1.3964 | 0.0057162 | 0.23273 | 0.0057162 | 0.23273 | 0.024561 | 0.02 | 1.4859 | 0.01 | 1.7734 | 0.010137 | 0.043325 | 0.23398 | 0 | 0
0.48 | 0.04 | 0.04 | 1.415 | 0.0059317 | 0.23583 | 0.0059317 | 0.23583 | 0.025153 | 0.02 | 1.4859 | 0.01 | 1.8018 | 0.010687 | 0.043325 | 0.24668 | 0 | 0
0.492 | 0.041 | 0.041 | 1.4333 | 0.0061495 | 0.23889 | 0.0061495 | 0.23889 | 0.025742 | 0.02 | 1.4859 | 0.01 | 1.8298 | 0.011252 | 0.043325 | 0.25972 | 0 | 0
0.504 | 0.042 | 0.042 | 1.4515 | 0.0063696 | 0.24192 | 0.0063696 | 0.24192 | 0.02633 | 0.02 | 1.4859 | 0.01 | 1.8576 | 0.011832 | 0.043325 | 0.27309 | 0 | 0
0.516 | 0.043 | 0.043 | 1.4695 | 0.006592 | 0.24492 | 0.006592 | 0.24492 | 0.026915 | 0.02 | 1.4859 | 0.01 | 1.885 | 0.012426 | 0.043325 | 0.2868 | 0 | 0
0.528 | 0.044 | 0.044 | 1.4873 | 0.0068165 | 0.24788 | 0.0068165 | 0.24788 | 0.027499 | 0.02 | 1.4859 | 0.01 | 1.9122 | 0.013034 | 0.043325 | 0.30085 | 0 | 0
0.54 | 0.045 | 0.045 | 1.5049 | 0.0070433 | 0.25082 | 0.0070433 | 0.25082 | 0.02808 | 0.02 | 1.4859 | 0.01 | 1.9391 | 0.013657 | 0.043325 | 0.31523 | 0 | 0
0.552 | 0.046 | 0.046 | 1.5224 | 0.0072722 | 0.25374 | 0.0072722 | 0.25374 | 0.02866 | 0.02 | 1.4859 | 0.01 | 1.9657 | 0.014295 | 0.043325 | 0.32994 | 0 | 0
0.564 | 0.047 | 0.047 | 1.5397 | 0.0075031 | 0.25662 | 0.0075031 | 0.25662 | 0.029238 | 0.02 | 1.4859 | 0.01 | 1.992 | 0.014946 | 0.043325 | 0.34498 | 0 | 0
0.576 | 0.048 | 0.048 | 1.5569 | 0.0077362 | 0.25948 | 0.0077362 | 0.25948 | 0.029814 | 0.02 | 1.4859 | 0.01 | 2.0181 | 0.015612 | 0.043325 | 0.36035 | 0 | 0
0.588 | 0.049 | 0.049 | 1.5739 | 0.0079712 | 0.26232 | 0.0079712 | 0.26232 | 0.030387 | 0.02 | 1.4859 | 0.01 | 2.0439 | 0.016292 | 0.043325 | 0.37605 | 0 | 0
0.6 | 0.05 | 0.05 | 1.5908 | 0.0082083 | 0.26513 | 0.0082083 | 0.26513 | 0.030959 | 0.02 | 1.4859 | 0.01 | 2.0695 | 0.016987 | 0.043325 | 0.39208 | 0 | 0
0.612 | 0.051 | 0.051 | 1.6075 | 0.0084473 | 0.26792 | 0.0084473 | 0.26792 | 0.031529 | 0.02 | 1.4859 | 0.01 | 2.0948 | 0.017696 | 0.043325 | 0.40843 | 0 | 0
0.624 | 0.052 | 0.052 | 1.6241 | 0.0086883 | 0.27069 | 0.0086883 | 0.27069 | 0.032097 | 0.02 | 1.4859 | 0.01 | 2.1199 | 0.018418 | 0.043325 | 0.42511 | 0 | 0
0.636 | 0.053 | 0.053 | 1.6406 | 0.0089311 | 0.27343 | 0.0089311 | 0.27343 | 0.032663 | 0.02 | 1.4859 | 0.01 | 2.1448 | 0.019155 | 0.043325 | 0.44212 | 0 | 0
0.648 | 0.054 | 0.054 | 1.657 | 0.0091758 | 0.27616 | 0.0091758 | 0.27616 | 0.033227 | 0.02 | 1.4859 | 0.01 | 2.1694 | 0.019906 | 0.043325 | 0.45945 | 0 | 0
0.66 | 0.055 | 0.055 | 1.6732 | 0.0094224 | 0.27886 | 0.0094224 | 0.27886 | 0.033789 | 0.02 | 1.4859 | 0.01 | 2.1938 | 0.020671 | 0.043325 | 0.4771 | 0 | 0
0.672 | 0.056 | 0.056 | 1.6893 | 0.0096707 | 0.28155 | 0.0096707 | 0.28155 | 0.034349 | 0.02 | 1.4859 | 0.01 | 2.218 | 0.021449 | 0.043325 | 0.49508 | 0 | 0
0.684 | 0.057 | 0.057 | 1.7053 | 0.0099209 | 0.28421 | 0.0099209 | 0.28421 | 0.034907 | 0.02 | 1.4859 | 0.01 | 2.2419 | 0.022242 | 0.043325 | 0.51337 | 0 | 0
0.696 | 0.058 | 0.058 | 1.7212 | 0.010173 | 0.28686 | 0.010173 | 0.28686 | 0.035462 | 0.02 | 1.4859 | 0.01 | 2.2657 | 0.023048 | 0.043325 | 0.53198 | 0 | 0
0.708 | 0.059 | 0.059 | 1.7369 | 0.010426 | 0.28949 | 0.010426 | 0.28949 | 0.036016 | 0.02 | 1.4859 | 0.01 | 2.2892 | 0.023868 | 0.043325 | 0.55091 | 0 | 0
0.72 | 0.06 | 0.06 | 1.7526 | 0.010682 | 0.2921 | 0.010682 | 0.2921 | 0.036568 | 0.02 | 1.4859 | 0.01 | 2.3126 | 0.024702 | 0.043325 | 0.57015 | 0 | 0
0.732 | 0.061 | 0.061 | 1.7682 | 0.010939 | 0.29469 | 0.010939 | 0.29469 | 0.037118 | 0.02 | 1.4859 | 0.01 | 2.3357 | 0.025549 | 0.043325 | 0.58971 | 0 | 0
0.744 | 0.062 | 0.062 | 1.7836 | 0.011197 | 0.29727 | 0.011197 | 0.29727 | 0.037666 | 0.02 | 1.4859 | 0.01 | 2.3587 | 0.02641 | 0.043325 | 0.60958 | 0 | 0
0.756 | 0.063 | 0.063 | 1.799 | 0.011457 | 0.29983 | 0.011457 | 0.29983 | 0.038212 | 0.02 | 1.4859 | 0.01 | 2.3814 | 0.027285 | 0.043325 | 0.62976 | 0 | 0
0.768 | 0.064 | 0.064 | 1.8143 | 0.011719 | 0.30238 | 0.011719 | 0.30238 | 0.038756 | 0.02 | 1.4859 | 0.01 | 2.404 | 0.028173 | 0.043325 | 0.65025 | 0 | 0
0.78 | 0.065 | 0.065 | 1.8295 | 0.011983 | 0.30491 | 0.011983 | 0.30491 | 0.039298 | 0.02 | 1.4859 | 0.01 | 2.4263 | 0.029074 | 0.043325 | 0.67105 | 0 | 0
0.792 | 0.066 | 0.066 | 1.8446 | 0.012247 | 0.30743 | 0.012247 | 0.30743 | 0.039838 | 0.02 | 1.4859 | 0.01 | 2.4485 | 0.029988 | 0.043325 | 0.69216 | 0 | 0
0.804 | 0.067 | 0.067 | 1.8596 | 0.012514 | 0.30993 | 0.012514 | 0.30993 | 0.040376 | 0.02 | 1.4859 | 0.01 | 2.4705 | 0.030916 | 0.043325 | 0.71357 | 0 | 0
0.816 | 0.068 | 0.068 | 1.8745 | 0.012782 | 0.31242 | 0.012782 | 0.31242 | 0.040912 | 0.02 | 1.4859 | 0.01 | 2.4924 | 0.031857 | 0.043325 | 0.73529 | 0 | 0
0.828 | 0.069 | 0.069 | 1.8894 | 0.013051 | 0.31489 | 0.013051 | 0.31489 | 0.041446 | 0.02 | 1.4859 | 0.01 | 2.514 | 0.032811 | 0.043325 | 0.75731 | 0 | 0
0.84 | 0.07 | 0.07 | 1.9041 | 0.013322 | 0.31736 | 0.013322 | 0.31736 | 0.041978 | 0.02 | 1.4859 | 0.01 | 2.5355 | 0.033777 | 0.043325 | 0.77962 | 0 | 0
0.852 | 0.071 | 0.071 | 1.9188 | 0.013594 | 0.3198 | 0.013594 | 0.3198 | 0.042508 | 0.02 | 1.4859 | 0.01 | 2.5568 | 0.034757 | 0.043325 | 0.80224 | 0 | 0
0.864 | 0.072 | 0.072 | 1.9334 | 0.013868 | 0.32224 | 0.013868 | 0.32224 | 0.043036 | 0.02 | 1.4859 | 0.01 | 2.5779 | 0.03575 | 0.043325 | 0.82515 | 0 | 0
0.876 | 0.073 | 0.073 | 1.948 | 0.014143 | 0.32466 | 0.014143 | 0.32466 | 0.043561 | 0.02 | 1.4859 | 0.01 | 2.5989 | 0.036756 | 0.043325 | 0.84836 | 0 | 0
0.888 | 0.074 | 0.074 | 1.9625 | 0.014419 | 0.32708 | 0.014419 | 0.32708 | 0.044085 | 0.02 | 1.4859 | 0.01 | 2.6197 | 0.037774 | 0.043325 | 0.87186 | 0 | 0
0.9 | 0.075 | 0.075 | 1.9769 | 0.014697 | 0.32948 | 0.014697 | 0.32948 | 0.044607 | 0.02 | 1.4859 | 0.01 | 2.6403 | 0.038805 | 0.043325 | 0.89566 | 0 | 0
0.912 | 0.076 | 0.076 | 1.9912 | 0.014976 | 0.33187 | 0.014976 | 0.33187 | 0.045127 | 0.02 | 1.4859 | 0.01 | 2.6608 | 0.039848 | 0.043325 | 0.91974 | 0 | 0
0.924 | 0.077 | 0.077 | 2.0055 | 0.015256 | 0.33424 | 0.015256 | 0.33424 | 0.045644 | 0.02 | 1.4859 | 0.01 | 2.6811 | 0.040904 | 0.043325 | 0.94411 | 0 | 0
0.936 | 0.078 | 0.078 | 2.0197 | 0.015538 | 0.33661 | 0.015538 | 0.33661 | 0.04616 | 0.02 | 1.4859 | 0.01 | 2.7013 | 0.041972 | 0.043325 | 0.96877 | 0 | 0
0.948 | 0.079 | 0.079 | 2.0338 | 0.015821 | 0.33897 | 0.015821 | 0.33897 | 0.046674 | 0.02 | 1.4859 | 0.01 | 2.7213 | 0.043053 | 0.043325 | 0.99372 | 0 | 0
0.96 | 0.08 | 0.08 | 2.0479 | 0.016105 | 0.34132 | 0.016105 | 0.34132 | 0.047185 | 0.02 | 1.4859 | 0.01 | 2.7411 | 0.044146 | 0.043325 | 1.0189 | 0.016105 | 0.08
0.972 | 0.081 | 0.081 | 2.0619 | 0.01639 | 0.34365 | 0.01639 | 0.34365 | 0.047695 | 0.02 | 1.4859 | 0.01 | 2.7609 | 0.045251 | 0.043325 | 1.0444 | 0 | 0
0.984 | 0.082 | 0.082 | 2.0759 | 0.016677 | 0.34598 | 0.016677 | 0.34598 | 0.048202 | 0.02 | 1.4859 | 0.01 | 2.7804 | 0.046368 | 0.043325 | 1.0702 | 0 | 0
0.996 | 0.083 | 0.083 | 2.0898 | 0.016965 | 0.3483 | 0.016965 | 0.3483 | 0.048707 | 0.02 | 1.4859 | 0.01 | 2.7998 | 0.047498 | 0.043325 | 1.0963 | 0 | 0
1.008 | 0.084 | 0.084 | 2.1036 | 0.017253 | 0.3506 | 0.017253 | 0.3506 | 0.049211 | 0.02 | 1.4859 | 0.01 | 2.8191 | 0.048639 | 0.043325 | 1.1226 | 0 | 0
1.02 | 0.085 | 0.085 | 2.1174 | 0.017543 | 0.3529 | 0.017543 | 0.3529 | 0.049712 | 0.02 | 1.4859 | 0.01 | 2.8382 | 0.049792 | 0.043325 | 1.1492 | 0 | 0
1.032 | 0.086 | 0.086 | 2.1312 | 0.017835 | 0.35519 | 0.017835 | 0.35519 | 0.050211 | 0.02 | 1.4859 | 0.01 | 2.8572 | 0.050956 | 0.043325 | 1.1761 | 0 | 0
1.044 | 0.087 | 0.087 | 2.1448 | 0.018127 | 0.35747 | 0.018127 | 0.35747 | 0.050708 | 0.02 | 1.4859 | 0.01 | 2.876 | 0.052133 | 0.043325 | 1.2033 | 0 | 0
1.056 | 0.088 | 0.088 | 2.1585 | 0.01842 | 0.35975 | 0.01842 | 0.35975 | 0.051203 | 0.02 | 1.4859 | 0.01 | 2.8947 | 0.053321 | 0.043325 | 1.2307 | 0 | 0
1.068 | 0.089 | 0.089 | 2.1721 | 0.018715 | 0.36201 | 0.018715 | 0.36201 | 0.051696 | 0.02 | 1.4859 | 0.01 | 2.9133 | 0.05452 | 0.043325 | 1.2584 | 0 | 0
1.08 | 0.09 | 0.09 | 2.1856 | 0.01901 | 0.36427 | 0.01901 | 0.36427 | 0.052187 | 0.02 | 1.4859 | 0.01 | 2.9317 | 0.055731 | 0.043325 | 1.2863 | 0 | 0
1.092 | 0.091 | 0.091 | 2.1991 | 0.019306 | 0.36652 | 0.019306 | 0.36652 | 0.052676 | 0.02 | 1.4859 | 0.01 | 2.95 | 0.056954 | 0.043325 | 1.3146 | 0 | 0
1.104 | 0.092 | 0.092 | 2.2125 | 0.019604 | 0.36876 | 0.019604 | 0.36876 | 0.053162 | 0.02 | 1.4859 | 0.01 | 2.9681 | 0.058187 | 0.043325 | 1.343 | 0 | 0
1.116 | 0.093 | 0.093 | 2.2259 | 0.019902 | 0.37099 | 0.019902 | 0.37099 | 0.053647 | 0.02 | 1.4859 | 0.01 | 2.9861 | 0.059432 | 0.043325 | 1.3718 | 0 | 0
1.128 | 0.094 | 0.094 | 2.2393 | 0.020202 | 0.37322 | 0.020202 | 0.37322 | 0.054129 | 0.02 | 1.4859 | 0.01 | 3.004 | 0.060687 | 0.043325 | 1.4007 | 0 | 0
1.14 | 0.095 | 0.095 | 2.2526 | 0.020502 | 0.37543 | 0.020502 | 0.37543 | 0.05461 | 0.02 | 1.4859 | 0.01 | 3.0218 | 0.061954 | 0.043325 | 1.43 | 0 | 0
1.152 | 0.096 | 0.096 | 2.2659 | 0.020804 | 0.37765 | 0.020804 | 0.37765 | 0.055088 | 0.02 | 1.4859 | 0.01 | 3.0394 | 0.063232 | 0.043325 | 1.4595 | 0 | 0
1.164 | 0.097 | 0.097 | 2.2791 | 0.021106 | 0.37985 | 0.021106 | 0.37985 | 0.055564 | 0.02 | 1.4859 | 0.01 | 3.0569 | 0.06452 | 0.043325 | 1.4892 | 0 | 0
1.176 | 0.098 | 0.098 | 2.2923 | 0.021409 | 0.38205 | 0.021409 | 0.38205 | 0.056038 | 0.02 | 1.4859 | 0.01 | 3.0743 | 0.065819 | 0.043325 | 1.5192 | 0 | 0
1.188 | 0.099 | 0.099 | 2.3054 | 0.021714 | 0.38424 | 0.021714 | 0.38424 | 0.05651 | 0.02 | 1.4859 | 0.01 | 3.0915 | 0.067129 | 0.043325 | 1.5494 | 0 | 0
1.2 | 0.1 | 0.1 | 2.3186 | 0.022019 | 0.38643 | 0.022019 | 0.38643 | 0.05698 | 0.02 | 1.4859 | 0.01 | 3.1087 | 0.068449 | 0.043325 | 1.5799 | 0 | 0
1.212 | 0.101 | 0.101 | 2.3316 | 0.022325 | 0.38861 | 0.022325 | 0.38861 | 0.057448 | 0.02 | 1.4859 | 0.01 | 3.1257 | 0.069779 | 0.043325 | 1.6106 | 0 | 0
1.224 | 0.102 | 0.102 | 2.3447 | 0.022631 | 0.39078 | 0.022631 | 0.39078 | 0.057914 | 0.02 | 1.4859 | 0.01 | 3.1425 | 0.07112 | 0.043325 | 1.6415 | 0 | 0
1.236 | 0.103 | 0.103 | 2.3577 | 0.022939 | 0.39295 | 0.022939 | 0.39295 | 0.058377 | 0.02 | 1.4859 | 0.01 | 3.1593 | 0.072471 | 0.043325 | 1.6727 | 0 | 0
1.248 | 0.104 | 0.104 | 2.3706 | 0.023248 | 0.39511 | 0.023248 | 0.39511 | 0.058839 | 0.02 | 1.4859 | 0.01 | 3.1759 | 0.073832 | 0.043325 | 1.7041 | 0 | 0
1.26 | 0.105 | 0.105 | 2.3836 | 0.023557 | 0.39726 | 0.023557 | 0.39726 | 0.059298 | 0.02 | 1.4859 | 0.01 | 3.1924 | 0.075204 | 0.043325 | 1.7358 | 0 | 0
1.272 | 0.106 | 0.106 | 2.3965 | 0.023867 | 0.39941 | 0.023867 | 0.39941 | 0.059755 | 0.02 | 1.4859 | 0.01 | 3.2088 | 0.076585 | 0.043325 | 1.7677 | 0 | 0
1.284 | 0.107 | 0.107 | 2.4093 | 0.024178 | 0.40156 | 0.024178 | 0.40156 | 0.06021 | 0.02 | 1.4859 | 0.01 | 3.2251 | 0.077976 | 0.043325 | 1.7998 | 0 | 0
1.296 | 0.108 | 0.108 | 2.4222 | 0.024489 | 0.4037 | 0.024489 | 0.4037 | 0.060663 | 0.02 | 1.4859 | 0.01 | 3.2413 | 0.079376 | 0.043325 | 1.8321 | 0 | 0
1.308 | 0.109 | 0.109 | 2.435 | 0.024802 | 0.40583 | 0.024802 | 0.40583 | 0.061114 | 0.02 | 1.4859 | 0.01 | 3.2573 | 0.080787 | 0.043325 | 1.8647 | 0 | 0
1.32 | 0.11 | 0.11 | 2.4478 | 0.025115 | 0.40796 | 0.025115 | 0.40796 | 0.061562 | 0.02 | 1.4859 | 0.01 | 3.2732 | 0.082207 | 0.043325 | 1.8974 | 0 | 0
1.332 | 0.111 | 0.111 | 2.4605 | 0.025429 | 0.41008 | 0.025429 | 0.41008 | 0.062008 | 0.02 | 1.4859 | 0.01 | 3.289 | 0.083636 | 0.043325 | 1.9304 | 0 | 0
1.344 | 0.112 | 0.112 | 2.4732 | 0.025743 | 0.4122 | 0.025743 | 0.4122 | 0.062453 | 0.02 | 1.4859 | 0.01 | 3.3047 | 0.085075 | 0.043325 | 1.9636 | 0 | 0
1.356 | 0.113 | 0.113 | 2.4859 | 0.026058 | 0.41432 | 0.026058 | 0.41432 | 0.062895 | 0.02 | 1.4859 | 0.01 | 3.3203 | 0.086523 | 0.043325 | 1.997 | 0 | 0
1.368 | 0.114 | 0.114 | 2.4986 | 0.026374 | 0.41643 | 0.026374 | 0.41643 | 0.063335 | 0.02 | 1.4859 | 0.01 | 3.3358 | 0.08798 | 0.043325 | 2.0307 | 0 | 0
1.38 | 0.115 | 0.115 | 2.5112 | 0.026691 | 0.41853 | 0.026691 | 0.41853 | 0.063772 | 0.02 | 1.4859 | 0.01 | 3.3512 | 0.089446 | 0.043325 | 2.0645 | 0 | 0
1.392 | 0.116 | 0.116 | 2.5238 | 0.027008 | 0.42064 | 0.027008 | 0.42064 | 0.064208 | 0.02 | 1.4859 | 0.01 | 3.3664 | 0.090921 | 0.043325 | 2.0986 | 0 | 0
1.404 | 0.117 | 0.117 | 2.5364 | 0.027326 | 0.42273 | 0.027326 | 0.42273 | 0.064641 | 0.02 | 1.4859 | 0.01 | 3.3815 | 0.092404 | 0.043325 | 2.1328 | 0 | 0
1.416 | 0.118 | 0.118 | 2.549 | 0.027645 | 0.42483 | 0.027645 | 0.42483 | 0.065073 | 0.02 | 1.4859 | 0.01 | 3.3966 | 0.093897 | 0.043325 | 2.1672 | 0 | 0
1.428 | 0.119 | 0.119 | 2.5615 | 0.027964 | 0.42692 | 0.027964 | 0.42692 | 0.065502 | 0.02 | 1.4859 | 0.01 | 3.4115 | 0.095398 | 0.043325 | 2.2019 | 0 | 0
1.44 | 0.12 | 0.12 | 2.574 | 0.028283 | 0.429 | 0.028283 | 0.429 | 0.065929 | 0.02 | 1.4859 | 0.01 | 3.4263 | 0.096908 | 0.043325 | 2.2367 | 0 | 0
1.452 | 0.121 | 0.121 | 2.5865 | 0.028604 | 0.43108 | 0.028604 | 0.43108 | 0.066353 | 0.02 | 1.4859 | 0.01 | 3.441 | 0.098426 | 0.043325 | 2.2718 | 0 | 0
1.464 | 0.122 | 0.122 | 2.599 | 0.028925 | 0.43316 | 0.028925 | 0.43316 | 0.066776 | 0.02 | 1.4859 | 0.01 | 3.4556 | 0.099952 | 0.043325 | 2.307 | 0 | 0
1.476 | 0.123 | 0.123 | 2.6114 | 0.029246 | 0.43523 | 0.029246 | 0.43523 | 0.067196 | 0.02 | 1.4859 | 0.01 | 3.4701 | 0.10149 | 0.043325 | 2.3424 | 0 | 0
1.488 | 0.124 | 0.124 | 2.6238 | 0.029568 | 0.4373 | 0.029568 | 0.4373 | 0.067614 | 0.02 | 1.4859 | 0.01 | 3.4845 | 0.10303 | 0.043325 | 2.378 | 0 | 0
1.5 | 0.125 | 0.125 | 2.6362 | 0.02989 | 0.43937 | 0.02989 | 0.43937 | 0.06803 | 0.02 | 1.4859 | 0.01 | 3.4988 | 0.10458 | 0.043325 | 2.4138 | 0 | 0
1.512 | 0.126 | 0.126 | 2.6486 | 0.030213 | 0.44144 | 0.030213 | 0.44144 | 0.068443 | 0.02 | 1.4859 | 0.01 | 3.5129 | 0.10614 | 0.043325 | 2.4498 | 0 | 0
1.524 | 0.127 | 0.127 | 2.661 | 0.030537 | 0.4435 | 0.030537 | 0.4435 | 0.068855 | 0.02 | 1.4859 | 0.01 | 3.527 | 0.1077 | 0.043325 | 2.4859 | 0 | 0
1.536 | 0.128 | 0.128 | 2.6733 | 0.030861 | 0.44555 | 0.030861 | 0.44555 | 0.069264 | 0.02 | 1.4859 | 0.01 | 3.541 | 0.10928 | 0.043325 | 2.5223 | 0 | 0
1.548 | 0.129 | 0.129 | 2.6857 | 0.031185 | 0.44761 | 0.031185 | 0.44761 | 0.069671 | 0.02 | 1.4859 | 0.01 | 3.5548 | 0.11086 | 0.043325 | 2.5588 | 0 | 0
1.56 | 0.13 | 0.13 | 2.698 | 0.03151 | 0.44966 | 0.03151 | 0.44966 | 0.070076 | 0.02 | 1.4859 | 0.01 | 3.5686 | 0.11245 | 0.043325 | 2.5954 | 0 | 0
1.572 | 0.131 | 0.131 | 2.7103 | 0.031836 | 0.45171 | 0.031836 | 0.45171 | 0.070478 | 0.02 | 1.4859 | 0.01 | 3.5823 | 0.11404 | 0.043325 | 2.6323 | 0 | 0
1.584 | 0.132 | 0.132 | 2.7225 | 0.032162 | 0.45376 | 0.032162 | 0.45376 | 0.070879 | 0.02 | 1.4859 | 0.01 | 3.5958 | 0.11565 | 0.043325 | 2.6693 | 0 | 0
1.596 | 0.133 | 0.133 | 2.7348 | 0.032488 | 0.4558 | 0.032488 | 0.4558 | 0.071277 | 0.02 | 1.4859 | 0.01 | 3.6093 | 0.11726 | 0.043325 | 2.7064 | 0 | 0
1.608 | 0.134 | 0.134 | 2.747 | 0.032814 | 0.45784 | 0.032814 | 0.45784 | 0.071672 | 0.02 | 1.4859 | 0.01 | 3.6226 | 0.11887 | 0.043325 | 2.7438 | 0 | 0
1.62 | 0.135 | 0.135 | 2.7593 | 0.033142 | 0.45988 | 0.033142 | 0.45988 | 0.072066 | 0.02 | 1.4859 | 0.01 | 3.6359 | 0.1205 | 0.043325 | 2.7813 | 0 | 0
1.632 | 0.136 | 0.136 | 2.7715 | 0.033469 | 0.46191 | 0.033469 | 0.46191 | 0.072457 | 0.02 | 1.4859 | 0.01 | 3.649 | 0.12213 | 0.043325 | 2.8189 | 0 | 0
1.644 | 0.137 | 0.137 | 2.7837 | 0.033797 | 0.46395 | 0.033797 | 0.46395 | 0.072846 | 0.02 | 1.4859 | 0.01 | 3.6621 | 0.12377 | 0.043325 | 2.8567 | 0 | 0
1.656 | 0.138 | 0.138 | 2.7959 | 0.034125 | 0.46598 | 0.034125 | 0.46598 | 0.073233 | 0.02 | 1.4859 | 0.01 | 3.6751 | 0.12541 | 0.043325 | 2.8946 | 0 | 0
1.668 | 0.139 | 0.139 | 2.808 | 0.034454 | 0.46801 | 0.034454 | 0.46801 | 0.073617 | 0.02 | 1.4859 | 0.01 | 3.6879 | 0.12706 | 0.043325 | 2.9327 | 0 | 0
1.68 | 0.14 | 0.14 | 2.8202 | 0.034782 | 0.47004 | 0.034782 | 0.47004 | 0.074 | 0.02 | 1.4859 | 0.01 | 3.7007 | 0.12872 | 0.043325 | 2.971 | 0 | 0
1.692 | 0.141 | 0.141 | 2.8324 | 0.035112 | 0.47206 | 0.035112 | 0.47206 | 0.07438 | 0.02 | 1.4859 | 0.01 | 3.7133 | 0.13038 | 0.043325 | 3.0093 | 0 | 0
1.704 | 0.142 | 0.142 | 2.8445 | 0.035441 | 0.47408 | 0.035441 | 0.47408 | 0.074757 | 0.02 | 1.4859 | 0.01 | 3.7259 | 0.13205 | 0.043325 | 3.0479 | 0 | 0
1.716 | 0.143 | 0.143 | 2.8566 | 0.035771 | 0.4761 | 0.035771 | 0.4761 | 0.075132 | 0.02 | 1.4859 | 0.01 | 3.7384 | 0.13372 | 0.043325 | 3.0865 | 0 | 0
1.728 | 0.144 | 0.144 | 2.8687 | 0.036101 | 0.47812 | 0.036101 | 0.47812 | 0.075506 | 0.02 | 1.4859 | 0.01 | 3.7507 | 0.13541 | 0.043325 | 3.1253 | 0 | 0
1.74 | 0.145 | 0.145 | 2.8809 | 0.036431 | 0.48014 | 0.036431 | 0.48014 | 0.075876 | 0.02 | 1.4859 | 0.01 | 3.763 | 0.13709 | 0.043325 | 3.1642 | 0 | 0
1.752 | 0.146 | 0.146 | 2.893 | 0.036762 | 0.48216 | 0.036762 | 0.48216 | 0.076245 | 0.02 | 1.4859 | 0.01 | 3.7752 | 0.13878 | 0.043325 | 3.2033 | 0 | 0
1.764 | 0.147 | 0.147 | 2.905 | 0.037093 | 0.48417 | 0.037093 | 0.48417 | 0.076611 | 0.02 | 1.4859 | 0.01 | 3.7873 | 0.14048 | 0.043325 | 3.2425 | 0 | 0
1.776 | 0.148 | 0.148 | 2.9171 | 0.037424 | 0.48619 | 0.037424 | 0.48619 | 0.076975 | 0.02 | 1.4859 | 0.01 | 3.7993 | 0.14218 | 0.043325 | 3.2818 | 0 | 0
1.788 | 0.149 | 0.149 | 2.9292 | 0.037755 | 0.4882 | 0.037755 | 0.4882 | 0.077336 | 0.02 | 1.4859 | 0.01 | 3.8111 | 0.14389 | 0.043325 | 3.3212 | 0 | 0
1.8 | 0.15 | 0.15 | 2.9413 | 0.038087 | 0.49021 | 0.038087 | 0.49021 | 0.077695 | 0.02 | 1.4859 | 0.01 | 3.8229 | 0.1456 | 0.043325 | 3.3607 | 0 | 0
1.812 | 0.151 | 0.151 | 2.9533 | 0.038419 | 0.49222 | 0.038419 | 0.49222 | 0.078052 | 0.02 | 1.4859 | 0.01 | 3.8346 | 0.14732 | 0.043325 | 3.4004 | 0 | 0
1.824 | 0.152 | 0.152 | 2.9654 | 0.038751 | 0.49423 | 0.038751 | 0.49423 | 0.078407 | 0.02 | 1.4859 | 0.01 | 3.8463 | 0.14904 | 0.043325 | 3.4401 | 0 | 0
1.836 | 0.153 | 0.153 | 2.9774 | 0.039083 | 0.49623 | 0.039083 | 0.49623 | 0.078759 | 0.02 | 1.4859 | 0.01 | 3.8578 | 0.15077 | 0.043325 | 3.48 | 0 | 0
1.848 | 0.154 | 0.154 | 2.9894 | 0.039415 | 0.49824 | 0.039415 | 0.49824 | 0.079108 | 0.02 | 1.4859 | 0.01 | 3.8692 | 0.1525 | 0.043325 | 3.52 | 0 | 0
1.86 | 0.155 | 0.155 | 3.0015 | 0.039748 | 0.50025 | 0.039748 | 0.50025 | 0.079456 | 0.02 | 1.4859 | 0.01 | 3.8805 | 0.15424 | 0.043325 | 3.56 | 0 | 0
1.872 | 0.156 | 0.156 | 3.0135 | 0.04008 | 0.50225 | 0.04008 | 0.50225 | 0.079801 | 0.02 | 1.4859 | 0.01 | 3.8917 | 0.15598 | 0.043325 | 3.6002 | 0 | 0
1.884 | 0.157 | 0.157 | 3.0255 | 0.040413 | 0.50425 | 0.040413 | 0.50425 | 0.080144 | 0.02 | 1.4859 | 0.01 | 3.9029 | 0.15773 | 0.043325 | 3.6405 | 0 | 0
1.896 | 0.158 | 0.158 | 3.0375 | 0.040746 | 0.50626 | 0.040746 | 0.50626 | 0.080484 | 0.02 | 1.4859 | 0.01 | 3.9139 | 0.15948 | 0.043325 | 3.6809 | 0 | 0
1.908 | 0.159 | 0.159 | 3.0496 | 0.041079 | 0.50826 | 0.041079 | 0.50826 | 0.080822 | 0.02 | 1.4859 | 0.01 | 3.9249 | 0.16123 | 0.043325 | 3.7213 | 0 | 0
1.92 | 0.16 | 0.16 | 3.0616 | 0.041412 | 0.51026 | 0.041412 | 0.51026 | 0.081158 | 0.02 | 1.4859 | 0.01 | 3.9357 | 0.16299 | 0.043325 | 3.7619 | 0 | 0
1.932 | 0.161 | 0.161 | 3.0736 | 0.041745 | 0.51226 | 0.041745 | 0.51226 | 0.081491 | 0.02 | 1.4859 | 0.01 | 3.9465 | 0.16475 | 0.043325 | 3.8025 | 0 | 0
1.944 | 0.162 | 0.162 | 3.0856 | 0.042078 | 0.51426 | 0.042078 | 0.51426 | 0.081822 | 0.02 | 1.4859 | 0.01 | 3.9572 | 0.16651 | 0.043325 | 3.8432 | 0 | 0
1.956 | 0.163 | 0.163 | 3.0976 | 0.042411 | 0.51626 | 0.042411 | 0.51626 | 0.08215 | 0.02 | 1.4859 | 0.01 | 3.9678 | 0.16828 | 0.043325 | 3.884 | 0 | 0
1.968 | 0.164 | 0.164 | 3.1096 | 0.042744 | 0.51827 | 0.042744 | 0.51827 | 0.082476 | 0.02 | 1.4859 | 0.01 | 3.9783 | 0.17005 | 0.043325 | 3.9249 | 0 | 0
1.98 | 0.165 | 0.165 | 3.1216 | 0.043078 | 0.52027 | 0.043078 | 0.52027 | 0.082799 | 0.02 | 1.4859 | 0.01 | 3.9887 | 0.17182 | 0.043325 | 3.9659 | 0 | 0
1.992 | 0.166 | 0.166 | 3.1336 | 0.043411 | 0.52227 | 0.043411 | 0.52227 | 0.083121 | 0.02 | 1.4859 | 0.01 | 3.999 | 0.1736 | 0.043325 | 4.0069 | 0 | 0
2.004 | 0.167 | 0.16633 | 3.1376 | 0.043522 | 0.52293 | 0.043744 | 0.52426 | 0.083439 | 0.02 | 1.4859 | 0.01 | 4.0092 | 0.17538 | 0.043325 | 4.048 | 0 | 0
2.016 | 0.168 | 0.16533 | 3.1256 | 0.043189 | 0.52093 | 0.044078 | 0.52626 | 0.083756 | 0.02 | 1.4859 | 0.01 | 4.0193 | 0.17716 | 0.043325 | 4.0891 | 0 | 0
2.028 | 0.169 | 0.16433 | 3.1136 | 0.042855 | 0.51893 | 0.044411 | 0.52826 | 0.084069 | 0.02 | 1.4859 | 0.01 | 4.0294 | 0.17895 | 0.043325 | 4.1303 | 0 | 0
2.04 | 0.17 | 0.16333 | 3.1016 | 0.042522 | 0.51693 | 0.044744 | 0.53027 | 0.084381 | 0.02 | 1.4859 | 0.01 | 4.0393 | 0.18074 | 0.043325 | 4.1716 | 0 | 0
2.052 | 0.171 | 0.16233 | 3.0896 | 0.042189 | 0.51493 | 0.045077 | 0.53227 | 0.08469 | 0.02 | 1.4859 | 0.01 | 4.0492 | 0.18253 | 0.043325 | 4.2129 | 0 | 0
2.064 | 0.172 | 0.16133 | 3.0776 | 0.041856 | 0.51293 | 0.045411 | 0.53427 | 0.084996 | 0.02 | 1.4859 | 0.01 | 4.059 | 0.18432 | 0.043325 | 4.2543 | 0 | 0
2.076 | 0.173 | 0.16033 | 3.0656 | 0.041523 | 0.51093 | 0.045744 | 0.53627 | 0.0853 | 0.02 | 1.4859 | 0.01 | 4.0686 | 0.18611 | 0.043325 | 4.2957 | 0 | 0
2.088 | 0.174 | 0.15933 | 3.0536 | 0.04119 | 0.50893 | 0.046077 | 0.53827 | 0.085602 | 0.02 | 1.4859 | 0.01 | 4.0782 | 0.18791 | 0.043325 | 4.3372 | 0 | 0
2.1 | 0.175 | 0.15833 | 3.0416 | 0.040857 | 0.50693 | 0.04641 | 0.54027 | 0.085901 | 0.02 | 1.4859 | 0.01 | 4.0877 | 0.18971 | 0.043325 | 4.3787 | 0 | 0
2.112 | 0.176 | 0.15733 | 3.0295 | 0.040524 | 0.50492 | 0.046743 | 0.54227 | 0.086197 | 0.02 | 1.4859 | 0.01 | 4.0971 | 0.19151 | 0.043325 | 4.4203 | 0 | 0
2.124 | 0.177 | 0.15633 | 3.0175 | 0.040191 | 0.50292 | 0.047075 | 0.54428 | 0.086491 | 0.02 | 1.4859 | 0.01 | 4.1064 | 0.19331 | 0.043325 | 4.4619 | 0 | 0
2.136 | 0.178 | 0.15533 | 3.0055 | 0.039858 | 0.50091 | 0.047408 | 0.54628 | 0.086783 | 0.02 | 1.4859 | 0.01 | 4.1157 | 0.19512 | 0.043325 | 4.5035 | 0 | 0
2.148 | 0.179 | 0.15433 | 2.9935 | 0.039526 | 0.49891 | 0.047741 | 0.54829 | 0.087072 | 0.02 | 1.4859 | 0.01 | 4.1248 | 0.19692 | 0.043325 | 4.5452 | 0 | 0
2.16 | 0.18 | 0.15333 | 2.9814 | 0.039194 | 0.4969 | 0.048073 | 0.55029 | 0.087359 | 0.02 | 1.4859 | 0.01 | 4.1339 | 0.19873 | 0.043325 | 4.5868 | 0 | 0
2.172 | 0.181 | 0.15233 | 2.9694 | 0.038861 | 0.4949 | 0.048405 | 0.5523 | 0.087643 | 0.02 | 1.4859 | 0.01 | 4.1428 | 0.20053 | 0.043325 | 4.6285 | 0 | 0
2.184 | 0.182 | 0.15133 | 2.9573 | 0.038529 | 0.49289 | 0.048737 | 0.55431 | 0.087924 | 0.02 | 1.4859 | 0.01 | 4.1517 | 0.20234 | 0.043325 | 4.6703 | 0 | 0
2.196 | 0.183 | 0.15033 | 2.9453 | 0.038198 | 0.49088 | 0.049069 | 0.55632 | 0.088203 | 0.02 | 1.4859 | 0.01 | 4.1605 | 0.20415 | 0.043325 | 4.712 | 0 | 0
2.208 | 0.184 | 0.14933 | 2.9332 | 0.037866 | 0.48887 | 0.049401 | 0.55833 | 0.088479 | 0.02 | 1.4859 | 0.01 | 4.1692 | 0.20596 | 0.043325 | 4.7538 | 0 | 0
2.22 | 0.185 | 0.14833 | 2.9211 | 0.037534 | 0.48686 | 0.049732 | 0.56034 | 0.088753 | 0.02 | 1.4859 | 0.01 | 4.1778 | 0.20777 | 0.043325 | 4.7955 | 0 | 0
2.232 | 0.186 | 0.14733 | 2.9091 | 0.037203 | 0.48484 | 0.050063 | 0.56235 | 0.089025 | 0.02 | 1.4859 | 0.01 | 4.1863 | 0.20958 | 0.043325 | 4.8373 | 0 | 0
2.244 | 0.187 | 0.14633 | 2.897 | 0.036872 | 0.48283 | 0.050394 | 0.56437 | 0.089293 | 0.02 | 1.4859 | 0.01 | 4.1947 | 0.21139 | 0.043325 | 4.8791 | 0 | 0
2.256 | 0.188 | 0.14533 | 2.8849 | 0.036542 | 0.48081 | 0.050725 | 0.56638 | 0.089559 | 0.02 | 1.4859 | 0.01 | 4.203 | 0.2132 | 0.043325 | 4.9209 | 0 | 0
2.268 | 0.189 | 0.14433 | 2.8728 | 0.036211 | 0.4788 | 0.051055 | 0.5684 | 0.089823 | 0.02 | 1.4859 | 0.01 | 4.2113 | 0.21501 | 0.043325 | 4.9626 | 0 | 0
2.28 | 0.19 | 0.14333 | 2.8607 | 0.035881 | 0.47678 | 0.051385 | 0.57042 | 0.090084 | 0.02 | 1.4859 | 0.01 | 4.2194 | 0.21682 | 0.043325 | 5.0044 | 0 | 0
2.292 | 0.191 | 0.14233 | 2.8485 | 0.035551 | 0.47476 | 0.051715 | 0.57244 | 0.090342 | 0.02 | 1.4859 | 0.01 | 4.2275 | 0.21863 | 0.043325 | 5.0462 | 0 | 0
2.304 | 0.192 | 0.14133 | 2.8364 | 0.035221 | 0.47273 | 0.052045 | 0.57446 | 0.090598 | 0.02 | 1.4859 | 0.01 | 4.2355 | 0.22044 | 0.043325 | 5.0879 | 0 | 0
2.316 | 0.193 | 0.14033 | 2.8243 | 0.034892 | 0.47071 | 0.052374 | 0.57649 | 0.090851 | 0.02 | 1.4859 | 0.01 | 4.2434 | 0.22224 | 0.043325 | 5.1296 | 0 | 0
2.328 | 0.194 | 0.13933 | 2.8121 | 0.034563 | 0.46868 | 0.052703 | 0.57851 | 0.091101 | 0.02 | 1.4859 | 0.01 | 4.2512 | 0.22405 | 0.043325 | 5.1713 | 0 | 0
2.34 | 0.195 | 0.13833 | 2.7999 | 0.034234 | 0.46666 | 0.053032 | 0.58054 | 0.091349 | 0.02 | 1.4859 | 0.01 | 4.2589 | 0.22586 | 0.043325 | 5.213 | 0 | 0
2.352 | 0.196 | 0.13733 | 2.7877 | 0.033906 | 0.46462 | 0.05336 | 0.58257 | 0.091594 | 0.02 | 1.4859 | 0.01 | 4.2665 | 0.22766 | 0.043325 | 5.2547 | 0 | 0
2.364 | 0.197 | 0.13633 | 2.7756 | 0.033578 | 0.46259 | 0.053688 | 0.5846 | 0.091837 | 0.02 | 1.4859 | 0.01 | 4.274 | 0.22946 | 0.043325 | 5.2963 | 0 | 0
2.376 | 0.198 | 0.13533 | 2.7633 | 0.033251 | 0.46056 | 0.054016 | 0.58664 | 0.092077 | 0.02 | 1.4859 | 0.01 | 4.2815 | 0.23127 | 0.043325 | 5.3379 | 0 | 0
2.388 | 0.199 | 0.13433 | 2.7511 | 0.032923 | 0.45852 | 0.054343 | 0.58868 | 0.092314 | 0.02 | 1.4859 | 0.01 | 4.2888 | 0.23307 | 0.043325 | 5.3794 | 0 | 0
2.4 | 0.2 | 0.13333 | 2.7389 | 0.032597 | 0.45648 | 0.05467 | 0.59072 | 0.092548 | 0.02 | 1.4859 | 0.01 | 4.2961 | 0.23487 | 0.043325 | 5.421 | 0 | 0
2.412 | 0.201 | 0.13233 | 2.7266 | 0.03227 | 0.45444 | 0.054996 | 0.59276 | 0.09278 | 0.02 | 1.4859 | 0.01 | 4.3032 | 0.23666 | 0.043325 | 5.4624 | 0 | 0
2.424 | 0.202 | 0.13133 | 2.7144 | 0.031944 | 0.45239 | 0.055322 | 0.5948 | 0.093009 | 0.02 | 1.4859 | 0.01 | 4.3103 | 0.23846 | 0.043325 | 5.5038 | 0 | 0
2.436 | 0.203 | 0.13033 | 2.7021 | 0.031619 | 0.45034 | 0.055648 | 0.59685 | 0.093235 | 0.02 | 1.4859 | 0.01 | 4.3173 | 0.24025 | 0.043325 | 5.5452 | 0 | 0
2.448 | 0.204 | 0.12933 | 2.6898 | 0.031294 | 0.44829 | 0.055973 | 0.5989 | 0.093459 | 0.02 | 1.4859 | 0.01 | 4.3242 | 0.24204 | 0.043325 | 5.5865 | 0 | 0
2.46 | 0.205 | 0.12833 | 2.6774 | 0.030969 | 0.44624 | 0.056297 | 0.60096 | 0.09368 | 0.02 | 1.4859 | 0.01 | 4.331 | 0.24383 | 0.043325 | 5.6278 | 0 | 0
2.472 | 0.206 | 0.12733 | 2.6651 | 0.030645 | 0.44418 | 0.056622 | 0.60301 | 0.093898 | 0.02 | 1.4859 | 0.01 | 4.3378 | 0.24561 | 0.043325 | 5.669 | 0 | 0
2.484 | 0.207 | 0.12633 | 2.6527 | 0.030321 | 0.44212 | 0.056945 | 0.60507 | 0.094113 | 0.02 | 1.4859 | 0.01 | 4.3444 | 0.24739 | 0.043325 | 5.7101 | 0 | 0
2.496 | 0.208 | 0.12533 | 2.6404 | 0.029998 | 0.44006 | 0.057268 | 0.60714 | 0.094325 | 0.02 | 1.4859 | 0.01 | 4.3509 | 0.24917 | 0.043325 | 5.7511 | 0 | 0
2.508 | 0.209 | 0.12433 | 2.628 | 0.029675 | 0.43799 | 0.057591 | 0.6092 | 0.094535 | 0.02 | 1.4859 | 0.01 | 4.3574 | 0.25095 | 0.043325 | 5.7921 | 0 | 0
2.52 | 0.21 | 0.12333 | 2.6155 | 0.029353 | 0.43592 | 0.057913 | 0.61127 | 0.094742 | 0.02 | 1.4859 | 0.01 | 4.3637 | 0.25272 | 0.043325 | 5.833 | 0 | 0
2.532 | 0.211 | 0.12233 | 2.6031 | 0.029032 | 0.43385 | 0.058235 | 0.61334 | 0.094946 | 0.02 | 1.4859 | 0.01 | 4.37 | 0.25449 | 0.043325 | 5.8738 | 0 | 0
2.544 | 0.212 | 0.12133 | 2.5907 | 0.028711 | 0.43178 | 0.058556 | 0.61542 | 0.095147 | 0.02 | 1.4859 | 0.01 | 4.3762 | 0.25625 | 0.043325 | 5.9146 | 0 | 0
2.556 | 0.213 | 0.12033 | 2.5782 | 0.02839 | 0.42969 | 0.058876 | 0.6175 | 0.095346 | 0.02 | 1.4859 | 0.01 | 4.3823 | 0.25801 | 0.043325 | 5.9552 | 0 | 0
2.568 | 0.214 | 0.11933 | 2.5657 | 0.02807 | 0.42761 | 0.059196 | 0.61959 | 0.095542 | 0.02 | 1.4859 | 0.01 | 4.3883 | 0.25977 | 0.043325 | 5.9958 | 0 | 0
2.58 | 0.215 | 0.11833 | 2.5531 | 0.027751 | 0.42552 | 0.059516 | 0.62167 | 0.095734 | 0.02 | 1.4859 | 0.01 | 4.3942 | 0.26152 | 0.043325 | 6.0362 | 0 | 0
2.592 | 0.216 | 0.11733 | 2.5406 | 0.027432 | 0.42343 | 0.059834 | 0.62377 | 0.095924 | 0.02 | 1.4859 | 0.01 | 4.4 | 0.26327 | 0.043325 | 6.0766 | 0 | 0
2.604 | 0.217 | 0.11633 | 2.528 | 0.027114 | 0.42134 | 0.060152 | 0.62586 | 0.096111 | 0.02 | 1.4859 | 0.01 | 4.4057 | 0.26501 | 0.043325 | 6.1168 | 0 | 0
2.616 | 0.218 | 0.11533 | 2.5154 | 0.026797 | 0.41924 | 0.06047 | 0.62796 | 0.096295 | 0.02 | 1.4859 | 0.01 | 4.4113 | 0.26675 | 0.043325 | 6.1569 | 0 | 0
2.628 | 0.219 | 0.11433 | 2.5028 | 0.02648 | 0.41713 | 0.060787 | 0.63007 | 0.096477 | 0.02 | 1.4859 | 0.01 | 4.4169 | 0.26849 | 0.043325 | 6.197 | 0 | 0
2.64 | 0.22 | 0.11333 | 2.4901 | 0.026164 | 0.41502 | 0.061103 | 0.63217 | 0.096655 | 0.02 | 1.4859 | 0.01 | 4.4223 | 0.27021 | 0.043325 | 6.2369 | 0 | 0
2.652 | 0.221 | 0.11233 | 2.4775 | 0.025848 | 0.41291 | 0.061418 | 0.63429 | 0.09683 | 0.02 | 1.4859 | 0.01 | 4.4277 | 0.27194 | 0.043325 | 6.2766 | 0 | 0
2.664 | 0.222 | 0.11133 | 2.4647 | 0.025533 | 0.41079 | 0.061733 | 0.63641 | 0.097002 | 0.02 | 1.4859 | 0.01 | 4.4329 | 0.27366 | 0.043325 | 6.3163 | 0 | 0
2.676 | 0.223 | 0.11033 | 2.452 | 0.025219 | 0.40867 | 0.062047 | 0.63853 | 0.097172 | 0.02 | 1.4859 | 0.01 | 4.4381 | 0.27537 | 0.043325 | 6.3558 | 0 | 0
2.688 | 0.224 | 0.10933 | 2.4392 | 0.024906 | 0.40654 | 0.06236 | 0.64066 | 0.097338 | 0.02 | 1.4859 | 0.01 | 4.4431 | 0.27708 | 0.043325 | 6.3952 | 0 | 0
2.7 | 0.225 | 0.10833 | 2.4265 | 0.024593 | 0.40441 | 0.062673 | 0.64279 | 0.097502 | 0.02 | 1.4859 | 0.01 | 4.4481 | 0.27878 | 0.043325 | 6.4345 | 0 | 0
2.712 | 0.226 | 0.10733 | 2.4136 | 0.024282 | 0.40227 | 0.062985 | 0.64493 | 0.097662 | 0.02 | 1.4859 | 0.01 | 4.453 | 0.28047 | 0.043325 | 6.4736 | 0 | 0
2.724 | 0.227 | 0.10633 | 2.4008 | 0.02397 | 0.40013 | 0.063296 | 0.64707 | 0.09782 | 0.02 | 1.4859 | 0.01 | 4.4578 | 0.28216 | 0.043325 | 6.5126 | 0 | 0
2.736 | 0.228 | 0.10533 | 2.3879 | 0.02366 | 0.39798 | 0.063606 | 0.64922 | 0.097974 | 0.02 | 1.4859 | 0.01 | 4.4625 | 0.28384 | 0.043325 | 6.5514 | 0 | 0
2.748 | 0.229 | 0.10433 | 2.375 | 0.023351 | 0.39583 | 0.063916 | 0.65137 | 0.098125 | 0.02 | 1.4859 | 0.01 | 4.4671 | 0.28552 | 0.043325 | 6.59 | 0 | 0
2.76 | 0.23 | 0.10333 | 2.362 | 0.023042 | 0.39367 | 0.064225 | 0.65353 | 0.098273 | 0.02 | 1.4859 | 0.01 | 4.4716 | 0.28718 | 0.043325 | 6.6285 | 0 | 0
2.772 | 0.231 | 0.10233 | 2.349 | 0.022734 | 0.3915 | 0.064532 | 0.6557 | 0.098418 | 0.02 | 1.4859 | 0.01 | 4.476 | 0.28885 | 0.043325 | 6.6669 | 0 | 0
2.784 | 0.232 | 0.10133 | 2.336 | 0.022427 | 0.38933 | 0.06484 | 0.65787 | 0.09856 | 0.02 | 1.4859 | 0.01 | 4.4803 | 0.2905 | 0.043325 | 6.705 | 0 | 0
2.796 | 0.233 | 0.10033 | 2.3229 | 0.022121 | 0.38715 | 0.065146 | 0.66004 | 0.098699 | 0.02 | 1.4859 | 0.01 | 4.4845 | 0.29215 | 0.043325 | 6.743 | 0 | 0
2.808 | 0.234 | 0.099333 | 2.3098 | 0.021815 | 0.38497 | 0.065451 | 0.66223 | 0.098835 | 0.02 | 1.4859 | 0.01 | 4.4886 | 0.29378 | 0.043325 | 6.7809 | 0 | 0
2.82 | 0.235 | 0.098333 | 2.2967 | 0.021511 | 0.38278 | 0.065756 | 0.66442 | 0.098968 | 0.02 | 1.4859 | 0.01 | 4.4926 | 0.29541 | 0.043325 | 6.8185 | 0 | 0
2.832 | 0.236 | 0.097333 | 2.2835 | 0.021207 | 0.38058 | 0.066059 | 0.66661 | 0.099097 | 0.02 | 1.4859 | 0.01 | 4.4965 | 0.29704 | 0.043325 | 6.8559 | 0 | 0
2.844 | 0.237 | 0.096333 | 2.2703 | 0.020905 | 0.37838 | 0.066362 | 0.66881 | 0.099223 | 0.02 | 1.4859 | 0.01 | 4.5003 | 0.29865 | 0.043325 | 6.8932 | 0 | 0
2.856 | 0.238 | 0.095333 | 2.257 | 0.020603 | 0.37617 | 0.066664 | 0.67102 | 0.099346 | 0.02 | 1.4859 | 0.01 | 4.5041 | 0.30026 | 0.043325 | 6.9303 | 0 | 0
2.868 | 0.239 | 0.094333 | 2.2437 | 0.020302 | 0.37396 | 0.066964 | 0.67324 | 0.099466 | 0.02 | 1.4859 | 0.01 | 4.5077 | 0.30185 | 0.043325 | 6.9671 | 0 | 0
2.88 | 0.24 | 0.093333 | 2.2304 | 0.020002 | 0.37173 | 0.067264 | 0.67546 | 0.099582 | 0.02 | 1.4859 | 0.01 | 4.5112 | 0.30344 | 0.043325 | 7.0038 | 0 | 0
2.892 | 0.241 | 0.092333 | 2.217 | 0.019703 | 0.3695 | 0.067563 | 0.67769 | 0.099695 | 0.02 | 1.4859 | 0.01 | 4.5146 | 0.30502 | 0.043325 | 7.0402 | 0 | 0
2.904 | 0.242 | 0.091333 | 2.2036 | 0.019406 | 0.36726 | 0.067861 | 0.67993 | 0.099805 | 0.02 | 1.4859 | 0.01 | 4.5179 | 0.30659 | 0.043325 | 7.0765 | 0 | 0
2.916 | 0.243 | 0.090333 | 2.1901 | 0.019109 | 0.36502 | 0.068158 | 0.68218 | 0.099912 | 0.02 | 1.4859 | 0.01 | 4.5211 | 0.30815 | 0.043325 | 7.1125 | 0 | 0
2.928 | 0.244 | 0.089333 | 2.1766 | 0.018813 | 0.36276 | 0.068454 | 0.68443 | 0.10001 | 0.02 | 1.4859 | 0.01 | 4.5243 | 0.3097 | 0.043325 | 7.1483 | 0 | 0
2.94 | 0.245 | 0.088333 | 2.163 | 0.018518 | 0.3605 | 0.068748 | 0.68669 | 0.10011 | 0.02 | 1.4859 | 0.01 | 4.5273 | 0.31124 | 0.043325 | 7.1838 | 0 | 0
2.952 | 0.246 | 0.087333 | 2.1494 | 0.018224 | 0.35823 | 0.069042 | 0.68896 | 0.10021 | 0.02 | 1.4859 | 0.01 | 4.5302 | 0.31277 | 0.043325 | 7.2191 | 0 | 0
2.964 | 0.247 | 0.086333 | 2.1357 | 0.017932 | 0.35595 | 0.069335 | 0.69124 | 0.1003 | 0.02 | 1.4859 | 0.01 | 4.533 | 0.31429 | 0.043325 | 7.2542 | 0 | 0
2.976 | 0.248 | 0.085333 | 2.122 | 0.01764 | 0.35367 | 0.069626 | 0.69353 | 0.10039 | 0.02 | 1.4859 | 0.01 | 4.5357 | 0.3158 | 0.043325 | 7.2891 | 0 | 0
2.988 | 0.249 | 0.084333 | 2.1082 | 0.01735 | 0.35137 | 0.069916 | 0.69583 | 0.10048 | 0.02 | 1.4859 | 0.01 | 4.5383 | 0.3173 | 0.043325 | 7.3237 | 0 | 0
3 | 0.25 | 0.083333 | 2.0944 | 0.017061 | 0.34907 | 0.070206 | 0.69813 | 0.10056 | 0.02 | 1.4859 | 0.01 | 4.5408 | 0.31879 | 0.043325 | 7.358 | 0 | 0
3.012 | 0.251 | 0.082333 | 2.0805 | 0.016773 | 0.34675 | 0.070494 | 0.70044 | 0.10064 | 0.02 | 1.4859 | 0.01 | 4.5431 | 0.32026 | 0.043325 | 7.3921 | 0 | 0
3.024 | 0.252 | 0.081333 | 2.0666 | 0.016486 | 0.34443 | 0.070781 | 0.70277 | 0.10072 | 0.02 | 1.4859 | 0.01 | 4.5454 | 0.32173 | 0.043325 | 7.4259 | 0 | 0
3.036 | 0.253 | 0.080333 | 2.0526 | 0.0162 | 0.3421 | 0.071066 | 0.7051 | 0.10079 | 0.02 | 1.4859 | 0.01 | 4.5476 | 0.32318 | 0.043325 | 7.4594 | 0 | 0
3.048 | 0.254 | 0.079333 | 2.0385 | 0.015915 | 0.33975 | 0.071351 | 0.70744 | 0.10086 | 0.02 | 1.4859 | 0.01 | 4.5496 | 0.32462 | 0.043325 | 7.4926 | 0 | 0
3.06 | 0.255 | 0.078333 | 2.0244 | 0.015632 | 0.3374 | 0.071634 | 0.7098 | 0.10092 | 0.02 | 1.4859 | 0.01 | 4.5516 | 0.32605 | 0.043325 | 7.5256 | 0 | 0
3.072 | 0.256 | 0.077333 | 2.0102 | 0.01535 | 0.33503 | 0.071916 | 0.71216 | 0.10098 | 0.02 | 1.4859 | 0.01 | 4.5534 | 0.32747 | 0.043325 | 7.5583 | 0 | 0
3.084 | 0.257 | 0.076333 | 1.996 | 0.015069 | 0.33266 | 0.072197 | 0.71454 | 0.10104 | 0.02 | 1.4859 | 0.01 | 4.5552 | 0.32887 | 0.043325 | 7.5907 | 0 | 0
3.096 | 0.258 | 0.075333 | 1.9816 | 0.01479 | 0.33027 | 0.072477 | 0.71692 | 0.10109 | 0.02 | 1.4859 | 0.01 | 4.5568 | 0.33026 | 0.043325 | 7.6227 | 0 | 0
3.108 | 0.259 | 0.074333 | 1.9673 | 0.014512 | 0.32788 | 0.072755 | 0.71932 | 0.10114 | 0.02 | 1.4859 | 0.01 | 4.5583 | 0.33164 | 0.043325 | 7.6545 | 0 | 0
3.12 | 0.26 | 0.073333 | 1.9528 | 0.014235 | 0.32547 | 0.073032 | 0.72173 | 0.10119 | 0.02 | 1.4859 | 0.01 | 4.5596 | 0.333 | 0.043325 | 7.686 | 0 | 0
3.132 | 0.261 | 0.072333 | 1.9383 | 0.013959 | 0.32305 | 0.073307 | 0.72415 | 0.10123 | 0.02 | 1.4859 | 0.01 | 4.5609 | 0.33435 | 0.043325 | 7.7171 | 0 | 0
3.144 | 0.262 | 0.071333 | 1.9237 | 0.013685 | 0.32062 | 0.073581 | 0.72658 | 0.10127 | 0.02 | 1.4859 | 0.01 | 4.5621 | 0.33568 | 0.043325 | 7.7479 | 0 | 0
3.156 | 0.263 | 0.070333 | 1.909 | 0.013413 | 0.31817 | 0.073854 | 0.72902 | 0.10131 | 0.02 | 1.4859 | 0.01 | 4.5631 | 0.337 | 0.043325 | 7.7784 | 0 | 0
3.168 | 0.264 | 0.069333 | 1.8943 | 0.013141 | 0.31572 | 0.074125 | 0.73148 | 0.10134 | 0.02 | 1.4859 | 0.01 | 4.564 | 0.33831 | 0.043325 | 7.8086 | 0 | 0
3.18 | 0.265 | 0.068333 | 1.8795 | 0.012871 | 0.31325 | 0.074395 | 0.73395 | 0.10136 | 0.02 | 1.4859 | 0.01 | 4.5648 | 0.3396 | 0.043325 | 7.8384 | 0 | 0
3.192 | 0.266 | 0.067333 | 1.8646 | 0.012603 | 0.31076 | 0.074663 | 0.73643 | 0.10138 | 0.02 | 1.4859 | 0.01 | 4.5655 | 0.34088 | 0.043325 | 7.8678 | 0 | 0
3.204 | 0.267 | 0.066333 | 1.8496 | 0.012336 | 0.30826 | 0.07493 | 0.73893 | 0.1014 | 0.02 | 1.4859 | 0.01 | 4.5661 | 0.34214 | 0.043325 | 7.8969 | 0 | 0
3.216 | 0.268 | 0.065333 | 1.8345 | 0.012071 | 0.30575 | 0.075196 | 0.74144 | 0.10142 | 0.02 | 1.4859 | 0.01 | 4.5665 | 0.34338 | 0.043325 | 7.9256 | 0 | 0
3.228 | 0.269 | 0.064333 | 1.8194 | 0.011807 | 0.30323 | 0.07546 | 0.74397 | 0.10143 | 0.02 | 1.4859 | 0.01 | 4.5668 | 0.34461 | 0.043325 | 7.954 | 0 | 0
3.24 | 0.27 | 0.063333 | 1.8041 | 0.011544 | 0.30068 | 0.075722 | 0.74651 | 0.10143 | 0.02 | 1.4859 | 0.01 | 4.567 | 0.34582 | 0.043325 | 7.9819 | 0 | 0
3.252 | 0.271 | 0.062333 | 1.7888 | 0.011284 | 0.29813 | 0.075983 | 0.74907 | 0.10144 | 0.02 | 1.4859 | 0.01 | 4.567 | 0.34702 | 0.043325 | 8.0095 | 0 | 0
3.264 | 0.272 | 0.061333 | 1.7733 | 0.011025 | 0.29556 | 0.076242 | 0.75164 | 0.10143 | 0.02 | 1.4859 | 0.01 | 4.567 | 0.34819 | 0.043325 | 8.0367 | 0 | 0
3.276 | 0.273 | 0.060333 | 1.7578 | 0.010767 | 0.29297 | 0.076499 | 0.75423 | 0.10143 | 0.02 | 1.4859 | 0.01 | 4.5668 | 0.34935 | 0.043325 | 8.0635 | 0 | 0
3.288 | 0.274 | 0.059333 | 1.7422 | 0.010511 | 0.29036 | 0.076755 | 0.75684 | 0.10142 | 0.02 | 1.4859 | 0.01 | 4.5664 | 0.3505 | 0.043325 | 8.0899 | 0 | 0
3.3 | 0.275 | 0.058333 | 1.7264 | 0.010257 | 0.28774 | 0.077009 | 0.75946 | 0.1014 | 0.02 | 1.4859 | 0.01 | 4.566 | 0.35162 | 0.043325 | 8.1158 | 0 | 0
3.312 | 0.276 | 0.057333 | 1.7106 | 0.010005 | 0.2851 | 0.077262 | 0.7621 | 0.10138 | 0.02 | 1.4859 | 0.01 | 4.5654 | 0.35273 | 0.043325 | 8.1414 | 0 | 0
3.324 | 0.277 | 0.056333 | 1.6946 | 0.0097539 | 0.28244 | 0.077512 | 0.76476 | 0.10136 | 0.02 | 1.4859 | 0.01 | 4.5646 | 0.35381 | 0.043325 | 8.1665 | 0 | 0
3.336 | 0.278 | 0.055333 | 1.6786 | 0.009505 | 0.27976 | 0.077761 | 0.76744 | 0.10133 | 0.02 | 1.4859 | 0.01 | 4.5637 | 0.35488 | 0.043325 | 8.1911 | 0 | 0
3.348 | 0.279 | 0.054333 | 1.6624 | 0.0092578 | 0.27706 | 0.078009 | 0.77013 | 0.10129 | 0.02 | 1.4859 | 0.01 | 4.5627 | 0.35593 | 0.043325 | 8.2153 | 0 | 0
3.36 | 0.28 | 0.053333 | 1.6461 | 0.0090125 | 0.27434 | 0.078254 | 0.77285 | 0.10125 | 0.02 | 1.4859 | 0.01 | 4.5616 | 0.35696 | 0.043325 | 8.239 | 0 | 0
3.372 | 0.281 | 0.052333 | 1.6296 | 0.008769 | 0.27161 | 0.078497 | 0.77559 | 0.10121 | 0.02 | 1.4859 | 0.01 | 4.5602 | 0.35797 | 0.043325 | 8.2623 | 0 | 0
3.384 | 0.282 | 0.051333 | 1.6131 | 0.0085274 | 0.26885 | 0.078739 | 0.77835 | 0.10116 | 0.02 | 1.4859 | 0.01 | 4.5588 | 0.35895 | 0.043325 | 8.2851 | 0 | 0
3.396 | 0.283 | 0.050333 | 1.5964 | 0.0082878 | 0.26607 | 0.078979 | 0.78113 | 0.10111 | 0.02 | 1.4859 | 0.01 | 4.5572 | 0.35992 | 0.043325 | 8.3074 | 0 | 0
3.408 | 0.284 | 0.049333 | 1.5796 | 0.00805 | 0.26326 | 0.079216 | 0.78394 | 0.10105 | 0.02 | 1.4859 | 0.01 | 4.5554 | 0.36086 | 0.043325 | 8.3292 | 0 | 0
3.42 | 0.285 | 0.048333 | 1.5626 | 0.0078143 | 0.26043 | 0.079452 | 0.78676 | 0.10099 | 0.02 | 1.4859 | 0.01 | 4.5535 | 0.36179 | 0.043325 | 8.3504 | 0 | 0
3.432 | 0.286 | 0.047333 | 1.5455 | 0.0075806 | 0.25758 | 0.079686 | 0.78962 | 0.10092 | 0.02 | 1.4859 | 0.01 | 4.5514 | 0.36269 | 0.043325 | 8.3712 | 0 | 0
3.444 | 0.287 | 0.046333 | 1.5282 | 0.0073489 | 0.2547 | 0.079917 | 0.79249 | 0.10084 | 0.02 | 1.4859 | 0.01 | 4.5492 | 0.36356 | 0.043325 | 8.3914 | 0 | 0
3.456 | 0.288 | 0.045333 | 1.5108 | 0.0071193 | 0.2518 | 0.080147 | 0.7954 | 0.10076 | 0.02 | 1.4859 | 0.01 | 4.5468 | 0.36441 | 0.043325 | 8.4111 | 0 | 0
3.468 | 0.289 | 0.044333 | 1.4932 | 0.0068919 | 0.24887 | 0.080375 | 0.79833 | 0.10068 | 0.02 | 1.4859 | 0.01 | 4.5443 | 0.36524 | 0.043325 | 8.4302 | 0 | 0
3.48 | 0.29 | 0.043333 | 1.4755 | 0.0066666 | 0.24591 | 0.0806 | 0.80129 | 0.10059 | 0.02 | 1.4859 | 0.01 | 4.5415 | 0.36605 | 0.043325 | 8.4488 | 0 | 0
3.492 | 0.291 | 0.042333 | 1.4575 | 0.0064435 | 0.24292 | 0.080823 | 0.80428 | 0.10049 | 0.02 | 1.4859 | 0.01 | 4.5386 | 0.36683 | 0.043325 | 8.4667 | 0 | 0
3.504 | 0.292 | 0.041333 | 1.4394 | 0.0062226 | 0.2399 | 0.081044 | 0.80729 | 0.10039 | 0.02 | 1.4859 | 0.01 | 4.5356 | 0.36758 | 0.043325 | 8.4841 | 0 | 0
3.516 | 0.293 | 0.040333 | 1.4211 | 0.0060041 | 0.23685 | 0.081262 | 0.81035 | 0.10028 | 0.02 | 1.4859 | 0.01 | 4.5323 | 0.3683 | 0.043325 | 8.5009 | 0 | 0
3.528 | 0.294 | 0.039333 | 1.4026 | 0.0057878 | 0.23377 | 0.081479 | 0.81343 | 0.10017 | 0.02 | 1.4859 | 0.01 | 4.5288 | 0.369 | 0.043325 | 8.517 | 0 | 0
3.54 | 0.295 | 0.038333 | 1.3839 | 0.0055739 | 0.23065 | 0.081692 | 0.81654 | 0.10005 | 0.02 | 1.4859 | 0.01 | 4.5252 | 0.36968 | 0.043325 | 8.5325 | 0 | 0
3.552 | 0.296 | 0.037333 | 1.365 | 0.0053625 | 0.2275 | 0.081904 | 0.8197 | 0.09992 | 0.02 | 1.4859 | 0.01 | 4.5214 | 0.37032 | 0.043325 | 8.5474 | 0 | 0
3.564 | 0.297 | 0.036333 | 1.3459 | 0.0051535 | 0.22431 | 0.082113 | 0.82289 | 0.099786 | 0.02 | 1.4859 | 0.01 | 4.5174 | 0.37093 | 0.043325 | 8.5616 | 0 | 0
3.576 | 0.298 | 0.035333 | 1.3265 | 0.004947 | 0.22108 | 0.082319 | 0.82612 | 0.099646 | 0.02 | 1.4859 | 0.01 | 4.5131 | 0.37152 | 0.043325 | 8.5751 | 0 | 0
3.588 | 0.299 | 0.034333 | 1.3069 | 0.004743 | 0.21781 | 0.082523 | 0.82938 | 0.099499 | 0.02 | 1.4859 | 0.01 | 4.5087 | 0.37207 | 0.043325 | 8.5879 | 0 | 0
3.6 | 0.3 | 0.033333 | 1.287 | 0.0045417 | 0.2145 | 0.082725 | 0.8327 | 0.099346 | 0.02 | 1.4859 | 0.01 | 4.504 | 0.3726 | 0.043325 | 8.5999 | 0 | 0
3.612 | 0.301 | 0.032333 | 1.2669 | 0.004343 | 0.21114 | 0.082923 | 0.83605 | 0.099184 | 0.02 | 1.4859 | 0.01 | 4.4992 | 0.37309 | 0.043325 | 8.6113 | 0 | 0
3.624 | 0.302 | 0.031333 | 1.2465 | 0.0041471 | 0.20774 | 0.083119 | 0.83945 | 0.099016 | 0.02 | 1.4859 | 0.01 | 4.4941 | 0.37354 | 0.043325 | 8.6218 | 0 | 0
3.636 | 0.303 | 0.030333 | 1.2257 | 0.003954 | 0.20429 | 0.083312 | 0.84291 | 0.098839 | 0.02 | 1.4859 | 0.01 | 4.4887 | 0.37397 | 0.043325 | 8.6316 | 0 | 0
3.648 | 0.304 | 0.029333 | 1.2047 | 0.0037636 | 0.20079 | 0.083503 | 0.84641 | 0.098655 | 0.02 | 1.4859 | 0.01 | 4.4831 | 0.37435 | 0.043325 | 8.6405 | 0 | 0
3.66 | 0.305 | 0.028333 | 1.1834 | 0.0035763 | 0.19723 | 0.08369 | 0.84997 | 0.098463 | 0.02 | 1.4859 | 0.01 | 4.4773 | 0.37471 | 0.043325 | 8.6487 | 0 | 0
3.672 | 0.306 | 0.027333 | 1.1617 | 0.0033918 | 0.19361 | 0.083875 | 0.85358 | 0.098262 | 0.02 | 1.4859 | 0.01 | 4.4712 | 0.37502 | 0.043325 | 8.6559 | 0 | 0
3.684 | 0.307 | 0.026333 | 1.1396 | 0.0032105 | 0.18994 | 0.084056 | 0.85726 | 0.098052 | 0.02 | 1.4859 | 0.01 | 4.4648 | 0.3753 | 0.043325 | 8.6623 | 0 | 0
3.696 | 0.308 | 0.025333 | 1.1172 | 0.0030322 | 0.1862 | 0.084234 | 0.861 | 0.097833 | 0.02 | 1.4859 | 0.01 | 4.4582 | 0.37553 | 0.043325 | 8.6677 | 0 | 0
3.708 | 0.309 | 0.024333 | 1.0943 | 0.0028572 | 0.18239 | 0.084409 | 0.86481 | 0.097605 | 0.02 | 1.4859 | 0.01 | 4.4512 | 0.37573 | 0.043325 | 8.6722 | 0 | 0
3.72 | 0.31 | 0.023333 | 1.0711 | 0.0026854 | 0.17851 | 0.084581 | 0.86869 | 0.097366 | 0.02 | 1.4859 | 0.01 | 4.444 | 0.37588 | 0.043325 | 8.6757 | 0 | 0
3.732 | 0.311 | 0.022333 | 1.0473 | 0.002517 | 0.17455 | 0.084749 | 0.87265 | 0.097118 | 0.02 | 1.4859 | 0.01 | 4.4364 | 0.37598 | 0.043325 | 8.6781 | 0 | 0
3.744 | 0.312 | 0.021333 | 1.023 | 0.0023521 | 0.17051 | 0.084914 | 0.87669 | 0.096858 | 0.02 | 1.4859 | 0.01 | 4.4285 | 0.37604 | 0.043325 | 8.6795 | 0 | 0
3.756 | 0.313 | 0.020333 | 0.99826 | 0.0021907 | 0.16638 | 0.085076 | 0.88082 | 0.096587 | 0.02 | 1.4859 | 0.01 | 4.4202 | 0.37605 | 0.043325 | 8.6798 | 0 | 0
3.768 | 0.314 | 0.019333 | 0.97289 | 0.002033 | 0.16215 | 0.085233 | 0.88505 | 0.096304 | 0.02 | 1.4859 | 0.01 | 4.4116 | 0.37601 | 0.043325 | 8.6788 | 0 | 0
3.78 | 0.315 | 0.018333 | 0.9469 | 0.0018791 | 0.15782 | 0.085387 | 0.88938 | 0.096008 | 0.02 | 1.4859 | 0.01 | 4.4025 | 0.37592 | 0.043325 | 8.6767 | 0 | 0
3.792 | 0.316 | 0.017333 | 0.92024 | 0.0017291 | 0.15337 | 0.085537 | 0.89382 | 0.095698 | 0.02 | 1.4859 | 0.01 | 4.3931 | 0.37577 | 0.043325 | 8.6732 | 0 | 0
3.804 | 0.317 | 0.016333 | 0.89283 | 0.0015831 | 0.14881 | 0.085683 | 0.89839 | 0.095374 | 0.02 | 1.4859 | 0.01 | 4.3831 | 0.37556 | 0.043325 | 8.6684 | 0 | 0
3.816 | 0.318 | 0.015333 | 0.86462 | 0.0014413 | 0.1441 | 0.085825 | 0.90309 | 0.095035 | 0.02 | 1.4859 | 0.01 | 4.3727 | 0.37529 | 0.043325 | 8.6621 | 0 | 0
3.828 | 0.319 | 0.014333 | 0.83552 | 0.0013038 | 0.13925 | 0.085963 | 0.90794 | 0.094678 | 0.02 | 1.4859 | 0.01 | 4.3618 | 0.37495 | 0.043325 | 8.6543 | 0 | 0
3.84 | 0.32 | 0.013333 | 0.80543 | 0.0011709 | 0.13424 | 0.086096 | 0.91296 | 0.094304 | 0.02 | 1.4859 | 0.01 | 4.3503 | 0.37454 | 0.043325 | 8.6448 | 0 | 0
3.852 | 0.321 | 0.012333 | 0.77424 | 0.0010426 | 0.12904 | 0.086224 | 0.91816 | 0.09391 | 0.02 | 1.4859 | 0.01 | 4.3381 | 0.37405 | 0.043325 | 8.6335 | 0 | 0
3.864 | 0.322 | 0.011333 | 0.74181 | 0.00091925 | 0.12363 | 0.086347 | 0.92356 | 0.093494 | 0.02 | 1.4859 | 0.01 | 4.3253 | 0.37348 | 0.043325 | 8.6203 | 0 | 0
3.876 | 0.323 | 0.010333 | 0.70796 | 0.00080105 | 0.11799 | 0.086465 | 0.9292 | 0.093053 | 0.02 | 1.4859 | 0.01 | 4.3117 | 0.37281 | 0.043325 | 8.6049 | 0 | 0
3.888 | 0.324 | 0.0093333 | 0.67249 | 0.00068826 | 0.11208 | 0.086578 | 0.93511 | 0.092586 | 0.02 | 1.4859 | 0.01 | 4.2972 | 0.37205 | 0.043325 | 8.5873 | 0 | 0
3.9 | 0.325 | 0.0083333 | 0.63512 | 0.0005812 | 0.10585 | 0.086685 | 0.94134 | 0.092087 | 0.02 | 1.4859 | 0.01 | 4.2818 | 0.37117 | 0.043325 | 8.5669 | 0 | 0
3.912 | 0.326 | 0.0073333 | 0.59549 | 0.00048022 | 0.099249 | 0.086786 | 0.94795 | 0.091552 | 0.02 | 1.4859 | 0.01 | 4.2652 | 0.37016 | 0.043325 | 8.5437 | 0 | 0
3.924 | 0.327 | 0.0063333 | 0.55312 | 0.00038578 | 0.092187 | 0.086881 | 0.95501 | 0.090974 | 0.02 | 1.4859 | 0.01 | 4.2472 | 0.369 | 0.043325 | 8.5169 | 0 | 0
3.936 | 0.328 | 0.0053333 | 0.50732 | 0.00029839 | 0.084554 | 0.086968 | 0.96264 | 0.090343 | 0.02 | 1.4859 | 0.01 | 4.2275 | 0.36766 | 0.043325 | 8.486 | 0 | 0
3.948 | 0.329 | 0.0043333 | 0.45706 | 0.00021873 | 0.076177 | 0.087048 | 0.97102 | 0.089646 | 0.02 | 1.4859 | 0.01 | 4.2057 | 0.3661 | 0.043325 | 8.45 | 0 | 0
3.96 | 0.33 | 0.0033333 | 0.40067 | 0.0001477 | 0.066778 | 0.087119 | 0.98042 | 0.088859 | 0.02 | 1.4859 | 0.01 | 4.1811 | 0.36425 | 0.043325 | 8.4073 | 0 | 0
3.972 | 0.331 | 0.0023333 | 0.33506 | 8.6582e-05 | 0.055843 | 0.08718 | 0.99135 | 0.08794 | 0.02 | 1.4859 | 0.01 | 4.1522 | 0.36199 | 0.043325 | 8.3551 | 0 | 0
3.984 | 0.332 | 0.0013333 | 0.25315 | 3.7434e-05 | 0.042192 | 0.087229 | 1.005 | 0.086795 | 0.02 | 1.4859 | 0.01 | 4.116 | 0.35904 | 0.043325 | 8.287 | 0 | 0
3.996 | 0.333 | 0.00033333 | 0.12651 | 4.6835e-06 | 0.021085 | 0.087262 | 1.0261 | 0.085041 | 0.02 | 1.4859 | 0.01 | 4.0604 | 0.35432 | 0.043325 | 8.178 | 0 | 0
4.008 | 0.334 | -0.00066667 | #NUM! | #NUM! | #NUM! | #NUM! | #NUM! | #NUM! | 0.02 | 1.4859 | 0.01 | #NUM! | #NUM! | 0.043325 | #NUM! | #NUM! | #NUM!
4.02 | 0.335 | -0.0016667 | #NUM! | #NUM! | #NUM! | #NUM! | #NUM! | #NUM! | 0.02 | 1.4859 | 0.01 | #NUM! | #NUM! | 0.043325 | #NUM! | #NUM! | #NUM!
4.032 | 0.336 | -0.0026667 | #NUM! | #NUM! | #NUM! | #NUM! | #NUM! | #NUM! | 0.02 | 1.4859 | 0.01 | #NUM! | #NUM! | 0.043325 | #NUM! | #NUM! | #NUM!
4.044 | 0.337 | -0.0036667 | #NUM! | #NUM! | #NUM! | #NUM! | #NUM! | #NUM! | 0.02 | 1.4859 | 0.01 | #NUM! | #NUM! | 0.043325 | #NUM! | #NUM! | #NUM!
4.056 | 0.338 | -0.0046667 | #NUM! | #NUM! | #NUM! | #NUM! | #NUM! | #NUM! | 0.02 | 1.4859 | 0.01 | #NUM! | #NUM! | 0.043325 | #NUM! | #NUM! | #NUM!
4.068 | 0.339 | -0.0056667 | #NUM! | #NUM! | #NUM! | #NUM! | #NUM! | #NUM! | 0.02 | 1.4859 | 0.01 | #NUM! | #NUM! | 0.043325 | #NUM! | #NUM! | #NUM!
4.08 | 0.34 | -0.0066667 | #NUM! | #NUM! | #NUM! | #NUM! | #NUM! | #NUM! | 0.02 | 1.4859 | 0.01 | #NUM! | #NUM! | 0.043325 | #NUM! | #NUM! | #NUM!
4.092 | 0.341 | -0.0076667 | #NUM! | #NUM! | #NUM! | #NUM! | #NUM! | #NUM! | 0.02 | 1.4859 | 0.01 | #NUM! | #NUM! | 0.043325 | #NUM! | #NUM! | #NUM!
4.104 | 0.342 | -0.0086667 | #NUM! | #NUM! | #NUM! | #NUM! | #NUM! | #NUM! | 0.02 | 1.4859 | 0.01 | #NUM! | #NUM! | 0.043325 | #NUM! | #NUM! | #NUM!
4.116 | 0.343 | -0.0096667 | #NUM! | #NUM! | #NUM! | #NUM! | #NUM! | #NUM! | 0.02 | 1.4859 | 0.01 | #NUM! | #NUM! | 0.043325 | #NUM! | #NUM! | #NUM!
4.128 | 0.344 | -0.010667 | #NUM! | #NUM! | #NUM! | #NUM! | #NUM! | #NUM! | 0.02 | 1.4859 | 0.01 | #NUM! | #NUM! | 0.043325 | #NUM! | #NUM! | #NUM!
4.14 | 0.345 | -0.011667 | #NUM! | #NUM! | #NUM! | #NUM! | #NUM! | #NUM! | 0.02 | 1.4859 | 0.01 | #NUM! | #NUM! | 0.043325 | #NUM! | #NUM! | #NUM!
4.152 | 0.346 | -0.012667 | #NUM! | #NUM! | #NUM! | #NUM! | #NUM! | #NUM! | 0.02 | 1.4859 | 0.01 | #NUM! | #NUM! | 0.043325 | #NUM! | #NUM! | #NUM!
4.164 | 0.347 | -0.013667 | #NUM! | #NUM! | #NUM! | #NUM! | #NUM! | #NUM! | 0.02 | 1.4859 | 0.01 | #NUM! | #NUM! | 0.043325 | #NUM! | #NUM! | #NUM!
4.176 | 0.348 | -0.014667 | #NUM! | #NUM! | #NUM! | #NUM! | #NUM! | #NUM! | 0.02 | 1.4859 | 0.01 | #NUM! | #NUM! | 0.043325 | #NUM! | #NUM! | #NUM!
4.188 | 0.349 | -0.015667 | #NUM! | #NUM! | #NUM! | #NUM! | #NUM! | #NUM! | 0.02 | 1.4859 | 0.01 | #NUM! | #NUM! | 0.043325 | #NUM! | #NUM! | #NUM!
4.2 | 0.35 | -0.016667 | #NUM! | #NUM! | #NUM! | #NUM! | #NUM! | #NUM! | 0.02 | 1.4859 | 0.01 | #NUM! | #NUM! | 0.043325 | #NUM! | #NUM! | #NUM!
4.212 | 0.351 | -0.017667 | #NUM! | #NUM! | #NUM! | #NUM! | #NUM! | #NUM! | 0.02 | 1.4859 | 0.01 | #NUM! | #NUM! | 0.043325 | #NUM! | #NUM! | #NUM!
4.224 | 0.352 | -0.018667 | #NUM! | #NUM! | #NUM! | #NUM! | #NUM! | #NUM! | 0.02 | 1.4859 | 0.01 | #NUM! | #NUM! | 0.043325 | #NUM! | #NUM! | #NUM!
4.236 | 0.353 | -0.019667 | #NUM! | #NUM! | #NUM! | #NUM! | #NUM! | #NUM! | 0.02 | 1.4859 | 0.01 | #NUM! | #NUM! | 0.043325 | #NUM! | #NUM! | #NUM!
4.248 | 0.354 | -0.020667 | #NUM! | #NUM! | #NUM! | #NUM! | #NUM! | #NUM! | 0.02 | 1.4859 | 0.01 | #NUM! | #NUM! | 0.043325 | #NUM! | #NUM! | #NUM!
4.26 | 0.355 | -0.021667 | #NUM! | #NUM! | #NUM! | #NUM! | #NUM! | #NUM! | 0.02 | 1.4859 | 0.01 | #NUM! | #NUM! | 0.043325 | #NUM! | #NUM! | #NUM!
4.272 | 0.356 | -0.022667 | #NUM! | #NUM! | #NUM! | #NUM! | #NUM! | #NUM! | 0.02 | 1.4859 | 0.01 | #NUM! | #NUM! | 0.043325 | #NUM! | #NUM! | #NUM!
4.284 | 0.357 | -0.023667 | #NUM! | #NUM! | #NUM! | #NUM! | #NUM! | #NUM! | 0.02 | 1.4859 | 0.01 | #NUM! | #NUM! | 0.043325 | #NUM! | #NUM! | #NUM!
4.296 | 0.358 | -0.024667 | #NUM! | #NUM! | #NUM! | #NUM! | #NUM! | #NUM! | 0.02 | 1.4859 | 0.01 | #NUM! | #NUM! | 0.043325 | #NUM! | #NUM! | #NUM!
4.308 | 0.359 | -0.025667 | #NUM! | #NUM! | #NUM! | #NUM! | #NUM! | #NUM! | 0.02 | 1.4859 | 0.01 | #NUM! | #NUM! | 0.043325 | #NUM! | #NUM! | #NUM!
4.32 | 0.36 | -0.026667 | #NUM! | #NUM! | #NUM! | #NUM! | #NUM! | #NUM! | 0.02 | 1.4859 | 0.01 | #NUM! | #NUM! | 0.043325 | #NUM! | #NUM! | #NUM!
4.332 | 0.361 | -0.027667 | #NUM! | #NUM! | #NUM! | #NUM! | #NUM! | #NUM! | 0.02 | 1.4859 | 0.01 | #NUM! | #NUM! | 0.043325 | #NUM! | #NUM! | #NUM!
4.344 | 0.362 | -0.028667 | #NUM! | #NUM! | #NUM! | #NUM! | #NUM! | #NUM! | 0.02 | 1.4859 | 0.01 | #NUM! | #NUM! | 0.043325 | #NUM! | #NUM! | #NUM!
4.356 | 0.363 | -0.029667 | #NUM! | #NUM! | #NUM! | #NUM! | #NUM! | #NUM! | 0.02 | 1.4859 | 0.01 | #NUM! | #NUM! | 0.043325 | #NUM! | #NUM! | #NUM!
4.368 | 0.364 | -0.030667 | #NUM! | #NUM! | #NUM! | #NUM! | #NUM! | #NUM! | 0.02 | 1.4859 | 0.01 | #NUM! | #NUM! | 0.043325 | #NUM! | #NUM! | #NUM!
4.38 | 0.365 | -0.031667 | #NUM! | #NUM! | #NUM! | #NUM! | #NUM! | #NUM! | 0.02 | 1.4859 | 0.01 | #NUM! | #NUM! | 0.043325 | #NUM! | #NUM! | #NUM!
4.392 | 0.366 | -0.032667 | #NUM! | #NUM! | #NUM! | #NUM! | #NUM! | #NUM! | 0.02 | 1.4859 | 0.01 | #NUM! | #NUM! | 0.043325 | #NUM! | #NUM! | #NUM!
4.404 | 0.367 | -0.033667 | #NUM! | #NUM! | #NUM! | #NUM! | #NUM! | #NUM! | 0.02 | 1.4859 | 0.01 | #NUM! | #NUM! | 0.043325 | #NUM! | #NUM! | #NUM!
4.416 | 0.368 | -0.034667 | #NUM! | #NUM! | #NUM! | #NUM! | #NUM! | #NUM! | 0.02 | 1.4859 | 0.01 | #NUM! | #NUM! | 0.043325 | #NUM! | #NUM! | #NUM!
4.428 | 0.369 | -0.035667 | #NUM! | #NUM! | #NUM! | #NUM! | #NUM! | #NUM! | 0.02 | 1.4859 | 0.01 | #NUM! | #NUM! | 0.043325 | #NUM! | #NUM! | #NUM!
4.44 | 0.37 | -0.036667 | #NUM! | #NUM! | #NUM! | #NUM! | #NUM! | #NUM! | 0.02 | 1.4859 | 0.01 | #NUM! | #NUM! | 0.043325 | #NUM! | #NUM! | #NUM!
4.452 | 0.371 | -0.037667 | #NUM! | #NUM! | #NUM! | #NUM! | #NUM! | #NUM! | 0.02 | 1.4859 | 0.01 | #NUM! | #NUM! | 0.043325 | #NUM! | #NUM! | #NUM!
4.464 | 0.372 | -0.038667 | #NUM! | #NUM! | #NUM! | #NUM! | #NUM! | #NUM! | 0.02 | 1.4859 | 0.01 | #NUM! | #NUM! | 0.043325 | #NUM! | #NUM! | #NUM!
4.476 | 0.373 | -0.039667 | #NUM! | #NUM! | #NUM! | #NUM! | #NUM! | #NUM! | 0.02 | 1.4859 | 0.01 | #NUM! | #NUM! | 0.043325 | #NUM! | #NUM! | #NUM!
4.488 | 0.374 | -0.040667 | #NUM! | #NUM! | #NUM! | #NUM! | #NUM! | #NUM! | 0.02 | 1.4859 | 0.01 | #NUM! | #NUM! | 0.043325 | #NUM! | #NUM! | #NUM!
4.5 | 0.375 | -0.041667 | #NUM! | #NUM! | #NUM! | #NUM! | #NUM! | #NUM! | 0.02 | 1.4859 | 0.01 | #NUM! | #NUM! | 0.043325 | #NUM! | #NUM! | #NUM!
4.512 | 0.376 | -0.042667 | #NUM! | #NUM! | #NUM! | #NUM! | #NUM! | #NUM! | 0.02 | 1.4859 | 0.01 | #NUM! | #NUM! | 0.043325 | #NUM! | #NUM! | #NUM!
4.524 | 0.377 | -0.043667 | #NUM! | #NUM! | #NUM! | #NUM! | #NUM! | #NUM! | 0.02 | 1.4859 | 0.01 | #NUM! | #NUM! | 0.043325 | #NUM! | #NUM! | #NUM!
4.536 | 0.378 | -0.044667 | #NUM! | #NUM! | #NUM! | #NUM! | #NUM! | #NUM! | 0.02 | 1.4859 | 0.01 | #NUM! | #NUM! | 0.043325 | #NUM! | #NUM! | #NUM!
4.548 | 0.379 | -0.045667 | #NUM! | #NUM! | #NUM! | #NUM! | #NUM! | #NUM! | 0.02 | 1.4859 | 0.01 | #NUM! | #NUM! | 0.043325 | #NUM! | #NUM! | #NUM!
4.56 | 0.38 | -0.046667 | #NUM! | #NUM! | #NUM! | #NUM! | #NUM! | #NUM! | 0.02 | 1.4859 | 0.01 | #NUM! | #NUM! | 0.043325 | #NUM! | #NUM! | #NUM!
4.572 | 0.381 | -0.047667 | #NUM! | #NUM! | #NUM! | #NUM! | #NUM! | #NUM! | 0.02 | 1.4859 | 0.01 | #NUM! | #NUM! | 0.043325 | #NUM! | #NUM! | #NUM!
4.584 | 0.382 | -0.048667 | #NUM! | #NUM! | #NUM! | #NUM! | #NUM! | #NUM! | 0.02 | 1.4859 | 0.01 | #NUM! | #NUM! | 0.043325 | #NUM! | #NUM! | #NUM!
4.596 | 0.383 | -0.049667 | #NUM! | #NUM! | #NUM! | #NUM! | #NUM! | #NUM! | 0.02 | 1.4859 | 0.01 | #NUM! | #NUM! | 0.043325 | #NUM! | #NUM! | #NUM!
4.608 | 0.384 | -0.050667 | #NUM! | #NUM! | #NUM! | #NUM! | #NUM! | #NUM! | 0.02 | 1.4859 | 0.01 | #NUM! | #NUM! | 0.043325 | #NUM! | #NUM! | #NUM!
4.62 | 0.385 | -0.051667 | #NUM! | #NUM! | #NUM! | #NUM! | #NUM! | #NUM! | 0.02 | 1.4859 | 0.01 | #NUM! | #NUM! | 0.043325 | #NUM! | #NUM! | #NUM!
4.632 | 0.386 | -0.052667 | #NUM! | #NUM! | #NUM! | #NUM! | #NUM! | #NUM! | 0.02 | 1.4859 | 0.01 | #NUM! | #NUM! | 0.043325 | #NUM! | #NUM! | #NUM!
4.644 | 0.387 | -0.053667 | #NUM! | #NUM! | #NUM! | #NUM! | #NUM! | #NUM! | 0.02 | 1.4859 | 0.01 | #NUM! | #NUM! | 0.043325 | #NUM! | #NUM! | #NUM!
4.656 | 0.388 | -0.054667 | #NUM! | #NUM! | #NUM! | #NUM! | #NUM! | #NUM! | 0.02 | 1.4859 | 0.01 | #NUM! | #NUM! | 0.043325 | #NUM! | #NUM! | #NUM!
4.668 | 0.389 | -0.055667 | #NUM! | #NUM! | #NUM! | #NUM! | #NUM! | #NUM! | 0.02 | 1.4859 | 0.01 | #NUM! | #NUM! | 0.043325 | #NUM! | #NUM! | #NUM!
4.68 | 0.39 | -0.056667 | #NUM! | #NUM! | #NUM! | #NUM! | #NUM! | #NUM! | 0.02 | 1.4859 | 0.01 | #NUM! | #NUM! | 0.043325 | #NUM! | #NUM! | #NUM!
4.692 | 0.391 | -0.057667 | #NUM! | #NUM! | #NUM! | #NUM! | #NUM! | #NUM! | 0.02 | 1.4859 | 0.01 | #NUM! | #NUM! | 0.043325 | #NUM! | #NUM! | #NUM!
4.704 | 0.392 | -0.058667 | #NUM! | #NUM! | #NUM! | #NUM! | #NUM! | #NUM! | 0.02 | 1.4859 | 0.01 | #NUM! | #NUM! | 0.043325 | #NUM! | #NUM! | #NUM!
4.716 | 0.393 | -0.059667 | #NUM! | #NUM! | #NUM! | #NUM! | #NUM! | #NUM! | 0.02 | 1.4859 | 0.01 | #NUM! | #NUM! | 0.043325 | #NUM! | #NUM! | #NUM!
4.728 | 0.394 | -0.060667 | #NUM! | #NUM! | #NUM! | #NUM! | #NUM! | #NUM! | 0.02 | 1.4859 | 0.01 | #NUM! | #NUM! | 0.043325 | #NUM! | #NUM! | #NUM!
4.74 | 0.395 | -0.061667 | #NUM! | #NUM! | #NUM! | #NUM! | #NUM! | #NUM! | 0.02 | 1.4859 | 0.01 | #NUM! | #NUM! | 0.043325 | #NUM! | #NUM! | #NUM!
4.752 | 0.396 | -0.062667 | #NUM! | #NUM! | #NUM! | #NUM! | #NUM! | #NUM! | 0.02 | 1.4859 | 0.01 | #NUM! | #NUM! | 0.043325 | #NUM! | #NUM! | #NUM!
4.764 | 0.397 | -0.063667 | #NUM! | #NUM! | #NUM! | #NUM! | #NUM! | #NUM! | 0.02 | 1.4859 | 0.01 | #NUM! | #NUM! | 0.043325 | #NUM! | #NUM! | #NUM!
4.776 | 0.398 | -0.064667 | #NUM! | #NUM! | #NUM! | #NUM! | #NUM! | #NUM! | 0.02 | 1.4859 | 0.01 | #NUM! | #NUM! | 0.043325 | #NUM! | #NUM! | #NUM!
4.788 | 0.399 | -0.065667 | #NUM! | #NUM! | #NUM! | #NUM! | #NUM! | #NUM! | 0.02 | 1.4859 | 0.01 | #NUM! | #NUM! | 0.043325 | #NUM! | #NUM! | #NUM!
4.8 | 0.4 | -0.066667 | #NUM! | #NUM! | #NUM! | #NUM! | #NUM! | #NUM! | 0.02 | 1.4859 | 0.01 | #NUM! | #NUM! | 0.043325 | #NUM! | #NUM! | #NUM!
4.812 | 0.401 | -0.067667 | #NUM! | #NUM! | #NUM! | #NUM! | #NUM! | #NUM! | 0.02 | 1.4859 | 0.01 | #NUM! | #NUM! | 0.043325 | #NUM! | #NUM! | #NUM!
4.824 | 0.402 | -0.068667 | #NUM! | #NUM! | #NUM! | #NUM! | #NUM! | #NUM! | 0.02 | 1.4859 | 0.01 | #NUM! | #NUM! | 0.043325 | #NUM! | #NUM! | #NUM!
4.836 | 0.403 | -0.069667 | #NUM! | #NUM! | #NUM! | #NUM! | #NUM! | #NUM! | 0.02 | 1.4859 | 0.01 | #NUM! | #NUM! | 0.043325 | #NUM! | #NUM! | #NUM!
4.848 | 0.404 | -0.070667 | #NUM! | #NUM! | #NUM! | #NUM! | #NUM! | #NUM! | 0.02 | 1.4859 | 0.01 | #NUM! | #NUM! | 0.043325 | #NUM! | #NUM! | #NUM!
4.86 | 0.405 | -0.071667 | #NUM! | #NUM! | #NUM! | #NUM! | #NUM! | #NUM! | 0.02 | 1.4859 | 0.01 | #NUM! | #NUM! | 0.043325 | #NUM! | #NUM! | #NUM!
4.872 | 0.406 | -0.072667 | #NUM! | #NUM! | #NUM! | #NUM! | #NUM! | #NUM! | 0.02 | 1.4859 | 0.01 | #NUM! | #NUM! | 0.043325 | #NUM! | #NUM! | #NUM!
4.884 | 0.407 | -0.073667 | #NUM! | #NUM! | #NUM! | #NUM! | #NUM! | #NUM! | 0.02 | 1.4859 | 0.01 | #NUM! | #NUM! | 0.043325 | #NUM! | #NUM! | #NUM!
4.896 | 0.408 | -0.074667 | #NUM! | #NUM! | #NUM! | #NUM! | #NUM! | #NUM! | 0.02 | 1.4859 | 0.01 | #NUM! | #NUM! | 0.043325 | #NUM! | #NUM! | #NUM!
4.908 | 0.409 | -0.075667 | #NUM! | #NUM! | #NUM! | #NUM! | #NUM! | #NUM! | 0.02 | 1.4859 | 0.01 | #NUM! | #NUM! | 0.043325 | #NUM! | #NUM! | #NUM!
4.92 | 0.41 | -0.076667 | #NUM! | #NUM! | #NUM! | #NUM! | #NUM! | #NUM! | 0.02 | 1.4859 | 0.01 | #NUM! | #NUM! | 0.043325 | #NUM! | #NUM! | #NUM!
4.932 | 0.411 | -0.077667 | #NUM! | #NUM! | #NUM! | #NUM! | #NUM! | #NUM! | 0.02 | 1.4859 | 0.01 | #NUM! | #NUM! | 0.043325 | #NUM! | #NUM! | #NUM!
4.944 | 0.412 | -0.078667 | #NUM! | #NUM! | #NUM! | #NUM! | #NUM! | #NUM! | 0.02 | 1.4859 | 0.01 | #NUM! | #NUM! | 0.043325 | #NUM! | #NUM! | #NUM!
4.956 | 0.413 | -0.079667 | #NUM! | #NUM! | #NUM! | #NUM! | #NUM! | #NUM! | 0.02 | 1.4859 | 0.01 | #NUM! | #NUM! | 0.043325 | #NUM! | #NUM! | #NUM!
4.968 | 0.414 | -0.080667 | #NUM! | #NUM! | #NUM! | #NUM! | #NUM! | #NUM! | 0.02 | 1.4859 | 0.01 | #NUM! | #NUM! | 0.043325 | #NUM! | #NUM! | #NUM!
4.98 | 0.415 | -0.081667 | #NUM! | #NUM! | #NUM! | #NUM! | #NUM! | #NUM! | 0.02 | 1.4859 | 0.01 | #NUM! | #NUM! | 0.043325 | #NUM! | #NUM! | #NUM!
4.992 | 0.416 | -0.082667 | #NUM! | #NUM! | #NUM! | #NUM! | #NUM! | #NUM! | 0.02 | 1.4859 | 0.01 | #NUM! | #NUM! | 0.043325 | #NUM! | #NUM! | #NUM!
5.004 | 0.417 | -0.083667 | #NUM! | #NUM! | #NUM! | #NUM! | #NUM! | #NUM! | 0.02 | 1.4859 | 0.01 | #NUM! | #NUM! | 0.043325 | #NUM! | #NUM! | #NUM!
5.016 | 0.418 | -0.084667 | #NUM! | #NUM! | #NUM! | #NUM! | #NUM! | #NUM! | 0.02 | 1.4859 | 0.01 | #NUM! | #NUM! | 0.043325 | #NUM! | #NUM! | #NUM!
5.028 | 0.419 | -0.085667 | #NUM! | #NUM! | #NUM! | #NUM! | #NUM! | #NUM! | 0.02 | 1.4859 | 0.01 | #NUM! | #NUM! | 0.043325 | #NUM! | #NUM! | #NUM!
5.04 | 0.42 | -0.086667 | #NUM! | #NUM! | #NUM! | #NUM! | #NUM! | #NUM! | 0.02 | 1.4859 | 0.01 | #NUM! | #NUM! | 0.043325 | #NUM! | #NUM! | #NUM!
5.052 | 0.421 | -0.087667 | #NUM! | #NUM! | #NUM! | #NUM! | #NUM! | #NUM! | 0.02 | 1.4859 | 0.01 | #NUM! | #NUM! | 0.043325 | #NUM! | #NUM! | #NUM!
5.064 | 0.422 | -0.088667 | #NUM! | #NUM! | #NUM! | #NUM! | #NUM! | #NUM! | 0.02 | 1.4859 | 0.01 | #NUM! | #NUM! | 0.043325 | #NUM! | #NUM! | #NUM!
5.076 | 0.423 | -0.089667 | #NUM! | #NUM! | #NUM! | #NUM! | #NUM! | #NUM! | 0.02 | 1.4859 | 0.01 | #NUM! | #NUM! | 0.043325 | #NUM! | #NUM! | #NUM!
5.088 | 0.424 | -0.090667 | #NUM! | #NUM! | #NUM! | #NUM! | #NUM! | #NUM! | 0.02 | 1.4859 | 0.01 | #NUM! | #NUM! | 0.043325 | #NUM! | #NUM! | #NUM!
5.1 | 0.425 | -0.091667 | #NUM! | #NUM! | #NUM! | #NUM! | #NUM! | #NUM! | 0.02 | 1.4859 | 0.01 | #NUM! | #NUM! | 0.043325 | #NUM! | #NUM! | #NUM!
5.112 | 0.426 | -0.092667 | #NUM! | #NUM! | #NUM! | #NUM! | #NUM! | #NUM! | 0.02 | 1.4859 | 0.01 | #NUM! | #NUM! | 0.043325 | #NUM! | #NUM! | #NUM!
5.124 | 0.427 | -0.093667 | #NUM! | #NUM! | #NUM! | #NUM! | #NUM! | #NUM! | 0.02 | 1.4859 | 0.01 | #NUM! | #NUM! | 0.043325 | #NUM! | #NUM! | #NUM!
5.136 | 0.428 | -0.094667 | #NUM! | #NUM! | #NUM! | #NUM! | #NUM! | #NUM! | 0.02 | 1.4859 | 0.01 | #NUM! | #NUM! | 0.043325 | #NUM! | #NUM! | #NUM!
5.148 | 0.429 | -0.095667 | #NUM! | #NUM! | #NUM! | #NUM! | #NUM! | #NUM! | 0.02 | 1.4859 | 0.01 | #NUM! | #NUM! | 0.043325 | #NUM! | #NUM! | #NUM!
5.16 | 0.43 | -0.096667 | #NUM! | #NUM! | #NUM! | #NUM! | #NUM! | #NUM! | 0.02 | 1.4859 | 0.01 | #NUM! | #NUM! | 0.043325 | #NUM! | #NUM! | #NUM!
5.172 | 0.431 | -0.097667 | #NUM! | #NUM! | #NUM! | #NUM! | #NUM! | #NUM! | 0.02 | 1.4859 | 0.01 | #NUM! | #NUM! | 0.043325 | #NUM! | #NUM! | #NUM!
5.184 | 0.432 | -0.098667 | #NUM! | #NUM! | #NUM! | #NUM! | #NUM! | #NUM! | 0.02 | 1.4859 | 0.01 | #NUM! | #NUM! | 0.043325 | #NUM! | #NUM! | #NUM!
5.196 | 0.433 | -0.099667 | #NUM! | #NUM! | #NUM! | #NUM! | #NUM! | #NUM! | 0.02 | 1.4859 | 0.01 | #NUM! | #NUM! | 0.043325 | #NUM! | #NUM! | #NUM!
5.208 | 0.434 | -0.10067 | #NUM! | #NUM! | #NUM! | #NUM! | #NUM! | #NUM! | 0.02 | 1.4859 | 0.01 | #NUM! | #NUM! | 0.043325 | #NUM! | #NUM! | #NUM!
5.22 | 0.435 | -0.10167 | #NUM! | #NUM! | #NUM! | #NUM! | #NUM! | #NUM! | 0.02 | 1.4859 | 0.01 | #NUM! | #NUM! | 0.043325 | #NUM! | #NUM! | #NUM!
5.232 | 0.436 | -0.10267 | #NUM! | #NUM! | #NUM! | #NUM! | #NUM! | #NUM! | 0.02 | 1.4859 | 0.01 | #NUM! | #NUM! | 0.043325 | #NUM! | #NUM! | #NUM!
5.244 | 0.437 | -0.10367 | #NUM! | #NUM! | #NUM! | #NUM! | #NUM! | #NUM! | 0.02 | 1.4859 | 0.01 | #NUM! | #NUM! | 0.043325 | #NUM! | #NUM! | #NUM!
5.256 | 0.438 | -0.10467 | #NUM! | #NUM! | #NUM! | #NUM! | #NUM! | #NUM! | 0.02 | 1.4859 | 0.01 | #NUM! | #NUM! | 0.043325 | #NUM! | #NUM! | #NUM!
5.268 | 0.439 | -0.10567 | #NUM! | #NUM! | #NUM! | #NUM! | #NUM! | #NUM! | 0.02 | 1.4859 | 0.01 | #NUM! | #NUM! | 0.043325 | #NUM! | #NUM! | #NUM!
5.28 | 0.44 | -0.10667 | #NUM! | #NUM! | #NUM! | #NUM! | #NUM! | #NUM! | 0.02 | 1.4859 | 0.01 | #NUM! | #NUM! | 0.043325 | #NUM! | #NUM! | #NUM!
5.292 | 0.441 | -0.10767 | #NUM! | #NUM! | #NUM! | #NUM! | #NUM! | #NUM! | 0.02 | 1.4859 | 0.01 | #NUM! | #NUM! | 0.043325 | #NUM! | #NUM! | #NUM!
5.304 | 0.442 | -0.10867 | #NUM! | #NUM! | #NUM! | #NUM! | #NUM! | #NUM! | 0.02 | 1.4859 | 0.01 | #NUM! | #NUM! | 0.043325 | #NUM! | #NUM! | #NUM!
5.316 | 0.443 | -0.10967 | #NUM! | #NUM! | #NUM! | #NUM! | #NUM! | #NUM! | 0.02 | 1.4859 | 0.01 | #NUM! | #NUM! | 0.043325 | #NUM! | #NUM! | #NUM!
5.328 | 0.444 | -0.11067 | #NUM! | #NUM! | #NUM! | #NUM! | #NUM! | #NUM! | 0.02 | 1.4859 | 0.01 | #NUM! | #NUM! | 0.043325 | #NUM! | #NUM! | #NUM!
5.34 | 0.445 | -0.11167 | #NUM! | #NUM! | #NUM! | #NUM! | #NUM! | #NUM! | 0.02 | 1.4859 | 0.01 | #NUM! | #NUM! | 0.043325 | #NUM! | #NUM! | #NUM!
5.352 | 0.446 | -0.11267 | #NUM! | #NUM! | #NUM! | #NUM! | #NUM! | #NUM! | 0.02 | 1.4859 | 0.01 | #NUM! | #NUM! | 0.043325 | #NUM! | #NUM! | #NUM!
5.364 | 0.447 | -0.11367 | #NUM! | #NUM! | #NUM! | #NUM! | #NUM! | #NUM! | 0.02 | 1.4859 | 0.01 | #NUM! | #NUM! | 0.043325 | #NUM! | #NUM! | #NUM!
5.376 | 0.448 | -0.11467 | #NUM! | #NUM! | #NUM! | #NUM! | #NUM! | #NUM! | 0.02 | 1.4859 | 0.01 | #NUM! | #NUM! | 0.043325 | #NUM! | #NUM! | #NUM!
5.388 | 0.449 | -0.11567 | #NUM! | #NUM! | #NUM! | #NUM! | #NUM! | #NUM! | 0.02 | 1.4859 | 0.01 | #NUM! | #NUM! | 0.043325 | #NUM! | #NUM! | #NUM!
5.4 | 0.45 | -0.11667 | #NUM! | #NUM! | #NUM! | #NUM! | #NUM! | #NUM! | 0.02 | 1.4859 | 0.01 | #NUM! | #NUM! | 0.043325 | #NUM! | #NUM! | #NUM!
5.412 | 0.451 | -0.11767 | #NUM! | #NUM! | #NUM! | #NUM! | #NUM! | #NUM! | 0.02 | 1.4859 | 0.01 | #NUM! | #NUM! | 0.043325 | #NUM! | #NUM! | #NUM!
5.424 | 0.452 | -0.11867 | #NUM! | #NUM! | #NUM! | #NUM! | #NUM! | #NUM! | 0.02 | 1.4859 | 0.01 | #NUM! | #NUM! | 0.043325 | #NUM! | #NUM! | #NUM!
5.436 | 0.453 | -0.11967 | #NUM! | #NUM! | #NUM! | #NUM! | #NUM! | #NUM! | 0.02 | 1.4859 | 0.01 | #NUM! | #NUM! | 0.043325 | #NUM! | #NUM! | #NUM!
5.448 | 0.454 | -0.12067 | #NUM! | #NUM! | #NUM! | #NUM! | #NUM! | #NUM! | 0.02 | 1.4859 | 0.01 | #NUM! | #NUM! | 0.043325 | #NUM! | #NUM! | #NUM!
5.46 | 0.455 | -0.12167 | #NUM! | #NUM! | #NUM! | #NUM! | #NUM! | #NUM! | 0.02 | 1.4859 | 0.01 | #NUM! | #NUM! | 0.043325 | #NUM! | #NUM! | #NUM!
5.472 | 0.456 | -0.12267 | #NUM! | #NUM! | #NUM! | #NUM! | #NUM! | #NUM! | 0.02 | 1.4859 | 0.01 | #NUM! | #NUM! | 0.043325 | #NUM! | #NUM! | #NUM!
5.484 | 0.457 | -0.12367 | #NUM! | #NUM! | #NUM! | #NUM! | #NUM! | #NUM! | 0.02 | 1.4859 | 0.01 | #NUM! | #NUM! | 0.043325 | #NUM! | #NUM! | #NUM!
5.496 | 0.458 | -0.12467 | #NUM! | #NUM! | #NUM! | #NUM! | #NUM! | #NUM! | 0.02 | 1.4859 | 0.01 | #NUM! | #NUM! | 0.043325 | #NUM! | #NUM! | #NUM!
5.508 | 0.459 | -0.12567 | #NUM! | #NUM! | #NUM! | #NUM! | #NUM! | #NUM! | 0.02 | 1.4859 | 0.01 | #NUM! | #NUM! | 0.043325 | #NUM! | #NUM! | #NUM!
5.52 | 0.46 | -0.12667 | #NUM! | #NUM! | #NUM! | #NUM! | #NUM! | #NUM! | 0.02 | 1.4859 | 0.01 | #NUM! | #NUM! | 0.043325 | #NUM! | #NUM! | #NUM!
5.532 | 0.461 | -0.12767 | #NUM! | #NUM! | #NUM! | #NUM! | #NUM! | #NUM! | 0.02 | 1.4859 | 0.01 | #NUM! | #NUM! | 0.043325 | #NUM! | #NUM! | #NUM!
5.544 | 0.462 | -0.12867 | #NUM! | #NUM! | #NUM! | #NUM! | #NUM! | #NUM! | 0.02 | 1.4859 | 0.01 | #NUM! | #NUM! | 0.043325 | #NUM! | #NUM! | #NUM!
5.556 | 0.463 | -0.12967 | #NUM! | #NUM! | #NUM! | #NUM! | #NUM! | #NUM! | 0.02 | 1.4859 | 0.01 | #NUM! | #NUM! | 0.043325 | #NUM! | #NUM! | #NUM!
5.568 | 0.464 | -0.13067 | #NUM! | #NUM! | #NUM! | #NUM! | #NUM! | #NUM! | 0.02 | 1.4859 | 0.01 | #NUM! | #NUM! | 0.043325 | #NUM! | #NUM! | #NUM!
5.58 | 0.465 | -0.13167 | #NUM! | #NUM! | #NUM! | #NUM! | #NUM! | #NUM! | 0.02 | 1.4859 | 0.01 | #NUM! | #NUM! | 0.043325 | #NUM! | #NUM! | #NUM!
5.592 | 0.466 | -0.13267 | #NUM! | #NUM! | #NUM! | #NUM! | #NUM! | #NUM! | 0.02 | 1.4859 | 0.01 | #NUM! | #NUM! | 0.043325 | #NUM! | #NUM! | #NUM!
5.604 | 0.467 | -0.13367 | #NUM! | #NUM! | #NUM! | #NUM! | #NUM! | #NUM! | 0.02 | 1.4859 | 0.01 | #NUM! | #NUM! | 0.043325 | #NUM! | #NUM! | #NUM!
5.616 | 0.468 | -0.13467 | #NUM! | #NUM! | #NUM! | #NUM! | #NUM! | #NUM! | 0.02 | 1.4859 | 0.01 | #NUM! | #NUM! | 0.043325 | #NUM! | #NUM! | #NUM!
5.628 | 0.469 | -0.13567 | #NUM! | #NUM! | #NUM! | #NUM! | #NUM! | #NUM! | 0.02 | 1.4859 | 0.01 | #NUM! | #NUM! | 0.043325 | #NUM! | #NUM! | #NUM!
5.64 | 0.47 | -0.13667 | #NUM! | #NUM! | #NUM! | #NUM! | #NUM! | #NUM! | 0.02 | 1.4859 | 0.01 | #NUM! | #NUM! | 0.043325 | #NUM! | #NUM! | #NUM!
5.652 | 0.471 | -0.13767 | #NUM! | #NUM! | #NUM! | #NUM! | #NUM! | #NUM! | 0.02 | 1.4859 | 0.01 | #NUM! | #NUM! | 0.043325 | #NUM! | #NUM! | #NUM!
5.664 | 0.472 | -0.13867 | #NUM! | #NUM! | #NUM! | #NUM! | #NUM! | #NUM! | 0.02 | 1.4859 | 0.01 | #NUM! | #NUM! | 0.043325 | #NUM! | #NUM! | #NUM!
5.676 | 0.473 | -0.13967 | #NUM! | #NUM! | #NUM! | #NUM! | #NUM! | #NUM! | 0.02 | 1.4859 | 0.01 | #NUM! | #NUM! | 0.043325 | #NUM! | #NUM! | #NUM!
5.688 | 0.474 | -0.14067 | #NUM! | #NUM! | #NUM! | #NUM! | #NUM! | #NUM! | 0.02 | 1.4859 | 0.01 | #NUM! | #NUM! | 0.043325 | #NUM! | #NUM! | #NUM!
5.7 | 0.475 | -0.14167 | #NUM! | #NUM! | #NUM! | #NUM! | #NUM! | #NUM! | 0.02 | 1.4859 | 0.01 | #NUM! | #NUM! | 0.043325 | #NUM! | #NUM! | #NUM!
5.712 | 0.476 | -0.14267 | #NUM! | #NUM! | #NUM! | #NUM! | #NUM! | #NUM! | 0.02 | 1.4859 | 0.01 | #NUM! | #NUM! | 0.043325 | #NUM! | #NUM! | #NUM!
5.724 | 0.477 | -0.14367 | #NUM! | #NUM! | #NUM! | #NUM! | #NUM! | #NUM! | 0.02 | 1.4859 | 0.01 | #NUM! | #NUM! | 0.043325 | #NUM! | #NUM! | #NUM!
5.736 | 0.478 | -0.14467 | #NUM! | #NUM! | #NUM! | #NUM! | #NUM! | #NUM! | 0.02 | 1.4859 | 0.01 | #NUM! | #NUM! | 0.043325 | #NUM! | #NUM! | #NUM!
5.748 | 0.479 | -0.14567 | #NUM! | #NUM! | #NUM! | #NUM! | #NUM! | #NUM! | 0.02 | 1.4859 | 0.01 | #NUM! | #NUM! | 0.043325 | #NUM! | #NUM! | #NUM!
5.76 | 0.48 | -0.14667 | #NUM! | #NUM! | #NUM! | #NUM! | #NUM! | #NUM! | 0.02 | 1.4859 | 0.01 | #NUM! | #NUM! | 0.043325 | #NUM! | #NUM! | #NUM!
5.772 | 0.481 | -0.14767 | #NUM! | #NUM! | #NUM! | #NUM! | #NUM! | #NUM! | 0.02 | 1.4859 | 0.01 | #NUM! | #NUM! | 0.043325 | #NUM! | #NUM! | #NUM!
5.784 | 0.482 | -0.14867 | #NUM! | #NUM! | #NUM! | #NUM! | #NUM! | #NUM! | 0.02 | 1.4859 | 0.01 | #NUM! | #NUM! | 0.043325 | #NUM! | #NUM! | #NUM!
5.796 | 0.483 | -0.14967 | #NUM! | #NUM! | #NUM! | #NUM! | #NUM! | #NUM! | 0.02 | 1.4859 | 0.01 | #NUM! | #NUM! | 0.043325 | #NUM! | #NUM! | #NUM!
5.808 | 0.484 | -0.15067 | #NUM! | #NUM! | #NUM! | #NUM! | #NUM! | #NUM! | 0.02 | 1.4859 | 0.01 | #NUM! | #NUM! | 0.043325 | #NUM! | #NUM! | #NUM!
5.82 | 0.485 | -0.15167 | #NUM! | #NUM! | #NUM! | #NUM! | #NUM! | #NUM! | 0.02 | 1.4859 | 0.01 | #NUM! | #NUM! | 0.043325 | #NUM! | #NUM! | #NUM!
5.832 | 0.486 | -0.15267 | #NUM! | #NUM! | #NUM! | #NUM! | #NUM! | #NUM! | 0.02 | 1.4859 | 0.01 | #NUM! | #NUM! | 0.043325 | #NUM! | #NUM! | #NUM!
5.844 | 0.487 | -0.15367 | #NUM! | #NUM! | #NUM! | #NUM! | #NUM! | #NUM! | 0.02 | 1.4859 | 0.01 | #NUM! | #NUM! | 0.043325 | #NUM! | #NUM! | #NUM!
5.856 | 0.488 | -0.15467 | #NUM! | #NUM! | #NUM! | #NUM! | #NUM! | #NUM! | 0.02 | 1.4859 | 0.01 | #NUM! | #NUM! | 0.043325 | #NUM! | #NUM! | #NUM!
5.868 | 0.489 | -0.15567 | #NUM! | #NUM! | #NUM! | #NUM! | #NUM! | #NUM! | 0.02 | 1.4859 | 0.01 | #NUM! | #NUM! | 0.043325 | #NUM! | #NUM! | #NUM!
5.88 | 0.49 | -0.15667 | #NUM! | #NUM! | #NUM! | #NUM! | #NUM! | #NUM! | 0.02 | 1.4859 | 0.01 | #NUM! | #NUM! | 0.043325 | #NUM! | #NUM! | #NUM!
5.892 | 0.491 | -0.15767 | #NUM! | #NUM! | #NUM! | #NUM! | #NUM! | #NUM! | 0.02 | 1.4859 | 0.01 | #NUM! | #NUM! | 0.043325 | #NUM! | #NUM! | #NUM!
5.904 | 0.492 | -0.15867 | #NUM! | #NUM! | #NUM! | #NUM! | #NUM! | #NUM! | 0.02 | 1.4859 | 0.01 | #NUM! | #NUM! | 0.043325 | #NUM! | #NUM! | #NUM!
5.916 | 0.493 | -0.15967 | #NUM! | #NUM! | #NUM! | #NUM! | #NUM! | #NUM! | 0.02 | 1.4859 | 0.01 | #NUM! | #NUM! | 0.043325 | #NUM! | #NUM! | #NUM!
5.928 | 0.494 | -0.16067 | #NUM! | #NUM! | #NUM! | #NUM! | #NUM! | #NUM! | 0.02 | 1.4859 | 0.01 | #NUM! | #NUM! | 0.043325 | #NUM! | #NUM! | #NUM!
5.94 | 0.495 | -0.16167 | #NUM! | #NUM! | #NUM! | #NUM! | #NUM! | #NUM! | 0.02 | 1.4859 | 0.01 | #NUM! | #NUM! | 0.043325 | #NUM! | #NUM! | #NUM!
5.952 | 0.496 | -0.16267 | #NUM! | #NUM! | #NUM! | #NUM! | #NUM! | #NUM! | 0.02 | 1.4859 | 0.01 | #NUM! | #NUM! | 0.043325 | #NUM! | #NUM! | #NUM!
5.964 | 0.497 | -0.16367 | #NUM! | #NUM! | #NUM! | #NUM! | #NUM! | #NUM! | 0.02 | 1.4859 | 0.01 | #NUM! | #NUM! | 0.043325 | #NUM! | #NUM! | #NUM!
5.976 | 0.498 | -0.16467 | #NUM! | #NUM! | #NUM! | #NUM! | #NUM! | #NUM! | 0.02 | 1.4859 | 0.01 | #NUM! | #NUM! | 0.043325 | #NUM! | #NUM! | #NUM!
5.988 | 0.499 | -0.16567 | #NUM! | #NUM! | #NUM! | #NUM! | #NUM! | #NUM! | 0.02 | 1.4859 | 0.01 | #NUM! | #NUM! | 0.043325 | #NUM! | #NUM! | #NUM!

## Flow in round drain tile
Round Drain Tile (RDT) Flow Depth Calculator | [15 empty] | Water Depth At Upper End Of Each Segment
Estimate Using Newton Raphson Numerical Method for Standard Step Solution | [15 empty] | Used to create graph on Data Entry page
Rows 5-24 are used to calculate the flow depth and friction slope at the downstream end of the RDT | [15 empty] | Location x | Water Depth | Water Depth
Parameter | Symbol | Units | Value | Source or formula | [11 empty] | (ft) | (ft) | (in)
Water depth, head of outlet pipe | d | ft | 0.08 | from outlet pipe sheet | [11 empty] | 0 | 0.096667 | 1.16
Water depth at dwnstrm end of RDT | y1 | ft | 0.096667 | d + difference in invert elevations at joint (from data entry) | [11 empty] | 0.7 | 0.14427 | 1.7312
Circular segment height | h1 | ft | 0.096667 | if y1<D/2, then h1=y1, else h1=2r-y1 | [11 empty] | 1.4 | 0.16369 | 1.9643
Central angle | theta1 | radians | 2.2721 | 2*acos((r-h1)/r) | [11 empty] | 2.1 | 0.18285 | 2.1942
Circular segment area | K1 | ft^2 | 0.021031 | r^2 * (theta1 - sin (theta1))/2 | [11 empty] | 2.8 | 0.19881 | 2.3857
Arc length | s1 | ft | 0.37945 | r * theta1 | [11 empty] | 3.5 | 0.21204 | 2.5444
Flow area | A1 | ft^2 | 0.021031 | if y1<D/2, then A1=K1, else A1=pi*r^2 - K1 | [11 empty] | 4.2 | 0.22329 | 2.6794
Velocity at dwnstrm end of RDT | V1 | ft/s | 2.0601 | flow rate divided by flow area (Q/A1) | [11 empty] | 4.9 | 0.233 | 2.796
Velocity head at dwnstrm end of RDT | hv1 | ft | 0.0659 | (V1^2)/2g | [11 empty] | 5.6 | 0.24147 | 2.8976
Total head at dwnstrm end of RDT | H1 | ft | 0.16257 | y1+hv1 | [11 empty] | 6.3 | 0.24892 | 2.987
Wetted perimeter at dwnstrm end of RDT | Pw1 | ft | 0.37945 | if y1<D/2, then Pw1=s1, else Pw1=2*pi*r - s1 | [11 empty] | 7 | 0.2555 | 3.066
Hydraulic radius at dwnstrm end of RDT | R1 | ft | 0.055425 | A1/Pw1 | [11 empty] | 7.7 | 0.26136 | 3.1363
Friction slope at dwnstrm end of RDT | Sf1 | ft/ft | 0.0090874 | (n^2)*(V1^2)/(k^2*R1^1.333) | [11 empty] | 8.4 | 0.2666 | 3.1991
Overall length of RDT | X2-X1 | ft | 70 | from data entry sheet | [11 empty] | 9.1 | 0.27129 | 3.2555
Seepage flow rate | Q | ft^3/sec | 0.043325 | from outlet pipe sheet | [11 empty] | 9.8 | 0.27553 | 3.3063
Manning's conversion factor | k | (ft^1/3) / sec | 1.4859 | reference | [11 empty] | 10.5 | 0.27936 | 3.3523
Manning's number in RDT | n | dimensionless | 0.01 | from data entry sheet, value for PVC | [11 empty] | 11.2 | 0.28283 | 3.3939
gravitational constant | g | ft/sec^2 | 32.2 | reference | [11 empty] | 11.9 | 0.28599 | 3.4319
Diameter of RDT | D | ft | 0.333 | equals 4 inches | [11 empty] | 12.6 | 0.28887 | 3.4665
Radius of RDT | r | ft | 0.167 | equals 2 inches | [11 empty] | 13.3 | 0.29151 | 3.4982
[16 empty] | 14 | 0.29394 | 3.5272
Iterative solution to water depth at upstream end of RDT | [15 empty] | 14.7 | 0.29617 | 3.554
RDT run is divided into 100 segments of equal length | [15 empty] | 15.4 | 0.29822 | 3.5786
Pink highlighting below is initial guess at max flow depth, set at flow depth of 0.2 ft | [15 empty] | 16.1 | 0.30012 | 3.6014
[16 empty] | 16.8 | 0.30188 | 3.6225
Segment number | 1 | Length | 0.7 | feet | [11 empty] | 17.5 | 0.30351 | 3.6421
Est. d at upper end of segment | Circ. Seg. Ht. | Central angle | circ. Seg. Area | Flow area | velocity | velocity head | total head | Arc length | Wet. Perim. | Hydraulic Radius | Friction slope | Friction slope | Friction head | Total head | Total head | 18.2 | 0.30503 | 3.6603
y2 | h | theta | K | A | V2 | hv2 | H2 | s | Pw | R2 | Sf2 | Sf1 | hf2 | H1 | H2* | 18.9 | 0.30644 | 3.6773
(ft) | (ft) | (rad) | (ft^2) | (ft^2) | (ft/s) | (ft) | (ft) | (ft) | (ft) | (ft) | (ft/ft) | (ft/ft) | (ft) | (ft) | (ft) | 19.6 | 0.30776 | 3.6931
0.2 | 0.134 | 2.7438 | 0.032858 | 0.054758 | 0.79122 | 0.0097209 | 0.20972 | 0.45821 | 0.59109 | 0.09264 | 0.00067588 | 0.0090874 | 0.0034171 | 0.16257 | 0.16598 | 20.3 | 0.30899 | 3.7079
0.17813 | 0.15587 | 3.0082 | 0.040093 | 0.047523 | 0.91167 | 0.012906 | 0.19104 | 0.50237 | 0.54693 | 0.086891 | 0.00097732 | 0.0090874 | 0.0035226 | 0.16257 | 0.16609 | 21 | 0.31014 | 3.7217
0.16566 | 0.16566 | 3.1255 | 0.04336 | 0.04336 | 0.99921 | 0.015503 | 0.18116 | 0.52196 | 0.52196 | 0.083071 | 0.0012466 | 0.0090874 | 0.0036169 | 0.16257 | 0.16618 | 21.7 | 0.31123 | 3.7347
0.15817 | 0.15817 | 3.0358 | 0.04086 | 0.04086 | 1.0603 | 0.017459 | 0.17563 | 0.50698 | 0.50698 | 0.080595 | 0.0014615 | 0.0090874 | 0.0036921 | 0.16257 | 0.16626 | 22.4 | 0.31224 | 3.7469
0.15348 | 0.15348 | 2.9796 | 0.039299 | 0.039299 | 1.1025 | 0.018873 | 0.17236 | 0.49759 | 0.49759 | 0.078979 | 0.0016232 | 0.0090874 | 0.0037487 | 0.16257 | 0.16632 | 23.1 | 0.3132 | 3.7584
0.15046 | 0.15046 | 2.9432 | 0.038294 | 0.038294 | 1.1314 | 0.019877 | 0.17034 | 0.49152 | 0.49152 | 0.077909 | 0.0017408 | 0.0090874 | 0.0037899 | 0.16257 | 0.16636 | 23.8 | 0.3141 | 3.7691
0.14847 | 0.14847 | 2.9192 | 0.037632 | 0.037632 | 1.1513 | 0.020582 | 0.16905 | 0.48751 | 0.48751 | 0.077192 | 0.0018249 | 0.0090874 | 0.0038193 | 0.16257 | 0.16639 | 24.5 | 0.31494 | 3.7793
0.14714 | 0.14714 | 2.9032 | 0.03719 | 0.03719 | 1.165 | 0.021074 | 0.16821 | 0.48483 | 0.48483 | 0.076707 | 0.0018844 | 0.0090874 | 0.0038401 | 0.16257 | 0.16641 | 25.2 | 0.31574 | 3.7889
0.14624 | 0.14624 | 2.8923 | 0.036891 | 0.036891 | 1.1744 | 0.021418 | 0.16765 | 0.48301 | 0.48301 | 0.076376 | 0.0019262 | 0.0090874 | 0.0038547 | 0.16257 | 0.16642 | 25.9 | 0.3165 | 3.798
0.14562 | 0.14562 | 2.8848 | 0.036687 | 0.036687 | 1.181 | 0.021656 | 0.16728 | 0.48177 | 0.48177 | 0.07615 | 0.0019554 | 0.0090874 | 0.003865 | 0.16257 | 0.16643 | 26.6 | 0.31722 | 3.8066
0.1452 | 0.1452 | 2.8797 | 0.036547 | 0.036547 | 1.1855 | 0.021822 | 0.16702 | 0.48092 | 0.48092 | 0.075994 | 0.0019758 | 0.0090874 | 0.0038721 | 0.16257 | 0.16644 | 27.3 | 0.3179 | 3.8147
0.14491 | 0.14491 | 2.8762 | 0.03645 | 0.03645 | 1.1886 | 0.021938 | 0.16684 | 0.48033 | 0.48033 | 0.075886 | 0.0019899 | 0.0090874 | 0.0038771 | 0.16257 | 0.16644 | 28 | 0.31854 | 3.8225
0.14471 | 0.14471 | 2.8738 | 0.036384 | 0.036384 | 1.1908 | 0.022018 | 0.16672 | 0.47993 | 0.47993 | 0.075812 | 0.0019998 | 0.0090874 | 0.0038805 | 0.16257 | 0.16645 | 28.7 | 0.31915 | 3.8298
0.14457 | 0.14457 | 2.8721 | 0.036338 | 0.036338 | 1.1923 | 0.022073 | 0.16664 | 0.47965 | 0.47965 | 0.075761 | 0.0020067 | 0.0090874 | 0.0038829 | 0.16257 | 0.16645 | 29.4 | 0.31973 | 3.8368
0.14447 | 0.14447 | 2.871 | 0.036307 | 0.036307 | 1.1933 | 0.022112 | 0.16658 | 0.47945 | 0.47945 | 0.075725 | 0.0020115 | 0.0090874 | 0.0038846 | 0.16257 | 0.16645 | 30.1 | 0.32028 | 3.8434
0.14441 | 0.14441 | 2.8702 | 0.036285 | 0.036285 | 1.194 | 0.022139 | 0.16654 | 0.47932 | 0.47932 | 0.0757 | 0.0020148 | 0.0090874 | 0.0038857 | 0.16257 | 0.16645 | 30.8 | 0.32081 | 3.8497
0.14436 | 0.14436 | 2.8696 | 0.036269 | 0.036269 | 1.1945 | 0.022157 | 0.16652 | 0.47923 | 0.47923 | 0.075683 | 0.0020171 | 0.0090874 | 0.0038866 | 0.16257 | 0.16645 | 31.5 | 0.32131 | 3.8558
0.14433 | 0.14433 | 2.8692 | 0.036259 | 0.036259 | 1.1949 | 0.02217 | 0.1665 | 0.47916 | 0.47916 | 0.075671 | 0.0020187 | 0.0090874 | 0.0038871 | 0.16257 | 0.16645 | 32.2 | 0.32179 | 3.8615
0.14431 | 0.14431 | 2.869 | 0.036251 | 0.036251 | 1.1951 | 0.022179 | 0.16649 | 0.47912 | 0.47912 | 0.075663 | 0.0020198 | 0.0090874 | 0.0038875 | 0.16257 | 0.16645 | 32.9 | 0.32225 | 3.867
0.14429 | 0.14429 | 2.8688 | 0.036246 | 0.036246 | 1.1953 | 0.022186 | 0.16648 | 0.47909 | 0.47909 | 0.075657 | 0.0020205 | 0.0090874 | 0.0038878 | 0.16257 | 0.16645 | 33.6 | 0.32269 | 3.8723
0.14428 | 0.14428 | 2.8686 | 0.036243 | 0.036243 | 1.1954 | 0.02219 | 0.16647 | 0.47906 | 0.47906 | 0.075653 | 0.0020211 | 0.0090874 | 0.003888 | 0.16257 | 0.16645 | 34.3 | 0.32311 | 3.8773
0.14427 | 0.14427 | 2.8686 | 0.03624 | 0.03624 | 1.1955 | 0.022193 | 0.16647 | 0.47905 | 0.47905 | 0.075651 | 0.0020214 | 0.0090874 | 0.0038881 | 0.16257 | 0.16645 | 35 | 0.32351 | 3.8821
0.14427 | 0.14427 | 2.8685 | 0.036239 | 0.036239 | 1.1956 | 0.022195 | 0.16646 | 0.47904 | 0.47904 | 0.075649 | 0.0020217 | 0.0090874 | 0.0038882 | 0.16257 | 0.16646 | 35.7 | 0.32389 | 3.8867
[16 empty] | 36.4 | 0.32426 | 3.8911
Segment number |  |  |  |  | 2 | Length | 0.7 |  |  | feet | [5 empty] | 37.1 | 0.32462 | 3.8954
Est. water depth at upper end of segment | Circ. Seg. Ht. | Central angle | circ. Seg. Area | Flow area | velocity | velocity head | total head | Arc length | Wet. Perim. | Hydraulic Radius | Friction slope | Friction slope | Friction head | Total head | Total head | 37.8 | 0.32496 | 3.8995
y2 | h | theta | K | A | V2 | hv2 | H2 | s | Pw | R2 | Sf2 | Sf1 | hf2 | H1 | H2* | 38.5 | 0.32528 | 3.9034
(ft) | (ft) | (rad) | (ft^2) | (ft^2) | (ft/s) | (ft) | (ft) | (ft) | (ft) | (ft) | (ft/ft) | (ft/ft) | (ft) | (ft) | (ft) | 39.2 | 0.3256 | 3.9072
0.2 | 0.134 | 2.7438 | 0.032858 | 0.054758 | 0.79122 | 0.0097209 | 0.20972 | 0.45821 | 0.59109 | 0.09264 | 0.00067588 | 0.03645 | 0.012994 | 0.16646 | 0.17946 | 39.9 | 0.3259 | 3.9108
0.18487 | 0.14913 | 2.9272 | 0.037852 | 0.049765 | 0.87061 | 0.01177 | 0.19664 | 0.48884 | 0.56045 | 0.088794 | 0.00086591 | 0.03645 | 0.013061 | 0.16646 | 0.17952 | 40.6 | 0.32619 | 3.9143
0.17631 | 0.15769 | 3.03 | 0.0407 | 0.046916 | 0.92346 | 0.013242 | 0.18955 | 0.50602 | 0.54328 | 0.086358 | 0.001011 | 0.03645 | 0.013112 | 0.16646 | 0.17957 | 41.3 | 0.32648 | 3.9177
0.17132 | 0.16268 | 3.0898 | 0.042365 | 0.045251 | 0.95744 | 0.014234 | 0.18556 | 0.516 | 0.53329 | 0.084853 | 0.0011126 | 0.03645 | 0.013147 | 0.16646 | 0.17961 | 42 | 0.32675 | 3.921
0.16835 | 0.16565 | 3.1254 | 0.043358 | 0.044258 | 0.97892 | 0.01488 | 0.18323 | 0.52195 | 0.52734 | 0.083927 | 0.0011802 | 0.03645 | 0.013171 | 0.16646 | 0.17963 | 42.7 | 0.32701 | 3.9241
0.16655 | 0.16655 | 3.1362 | 0.043658 | 0.043658 | 0.99239 | 0.015292 | 0.18184 | 0.52375 | 0.52375 | 0.083357 | 0.001224 | 0.03645 | 0.013186 | 0.16646 | 0.17965 | 43.4 | 0.32726 | 3.9272
0.16545 | 0.16545 | 3.1231 | 0.043291 | 0.043291 | 1.0008 | 0.015552 | 0.18101 | 0.52155 | 0.52155 | 0.083005 | 0.0012518 | 0.03645 | 0.013196 | 0.16646 | 0.17966 | 44.1 | 0.32751 | 3.9301
0.16478 | 0.16478 | 3.115 | 0.043066 | 0.043066 | 1.006 | 0.015715 | 0.18049 | 0.5202 | 0.5202 | 0.082787 | 0.0012694 | 0.03645 | 0.013202 | 0.16646 | 0.17966 | 44.8 | 0.32775 | 3.933
0.16436 | 0.16436 | 3.11 | 0.042928 | 0.042928 | 1.0093 | 0.015817 | 0.18018 | 0.51937 | 0.51937 | 0.082653 | 0.0012804 | 0.03645 | 0.013206 | 0.16646 | 0.17967 | 45.5 | 0.32798 | 3.9357
0.16411 | 0.16411 | 3.1069 | 0.042842 | 0.042842 | 1.0113 | 0.01588 | 0.17999 | 0.51886 | 0.51886 | 0.082569 | 0.0012872 | 0.03645 | 0.013208 | 0.16646 | 0.17967 | 46.2 | 0.3282 | 3.9384
0.16395 | 0.16395 | 3.105 | 0.042789 | 0.042789 | 1.0125 | 0.01592 | 0.17987 | 0.51854 | 0.51854 | 0.082517 | 0.0012915 | 0.03645 | 0.01321 | 0.16646 | 0.17967 | 46.9 | 0.32842 | 3.941
0.16385 | 0.16385 | 3.1039 | 0.042756 | 0.042756 | 1.0133 | 0.015944 | 0.17979 | 0.51835 | 0.51835 | 0.082485 | 0.0012941 | 0.03645 | 0.013211 | 0.16646 | 0.17967 | 47.6 | 0.32863 | 3.9435
0.16379 | 0.16379 | 3.1031 | 0.042736 | 0.042736 | 1.0138 | 0.015959 | 0.17975 | 0.51822 | 0.51822 | 0.082466 | 0.0012958 | 0.03645 | 0.013211 | 0.16646 | 0.17967 | 48.3 | 0.32883 | 3.9459
0.16375 | 0.16375 | 3.1027 | 0.042723 | 0.042723 | 1.0141 | 0.015969 | 0.17972 | 0.51815 | 0.51815 | 0.082453 | 0.0012968 | 0.03645 | 0.013212 | 0.16646 | 0.17967 | 49 | 0.32903 | 3.9483
0.16373 | 0.16373 | 3.1024 | 0.042715 | 0.042715 | 1.0143 | 0.015975 | 0.1797 | 0.5181 | 0.5181 | 0.082446 | 0.0012974 | 0.03645 | 0.013212 | 0.16646 | 0.17967 | 49.7 | 0.32922 | 3.9506
0.16371 | 0.16371 | 3.1022 | 0.04271 | 0.04271 | 1.0144 | 0.015978 | 0.17969 | 0.51807 | 0.51807 | 0.082441 | 0.0012978 | 0.03645 | 0.013212 | 0.16646 | 0.17967 | 50.4 | 0.3294 | 3.9529
0.1637 | 0.1637 | 3.1021 | 0.042707 | 0.042707 | 1.0145 | 0.015981 | 0.17969 | 0.51806 | 0.51806 | 0.082438 | 0.0012981 | 0.03645 | 0.013212 | 0.16646 | 0.17967 | 51.1 | 0.32959 | 3.955
0.1637 | 0.1637 | 3.1021 | 0.042706 | 0.042706 | 1.0145 | 0.015982 | 0.17968 | 0.51804 | 0.51804 | 0.082436 | 0.0012982 | 0.03645 | 0.013212 | 0.16646 | 0.17967 | 51.8 | 0.32976 | 3.9572
0.1637 | 0.1637 | 3.102 | 0.042704 | 0.042704 | 1.0145 | 0.015983 | 0.17968 | 0.51804 | 0.51804 | 0.082435 | 0.0012983 | 0.03645 | 0.013212 | 0.16646 | 0.17967 | 52.5 | 0.32994 | 3.9592
0.16369 | 0.16369 | 3.102 | 0.042704 | 0.042704 | 1.0146 | 0.015983 | 0.17968 | 0.51803 | 0.51803 | 0.082434 | 0.0012984 | 0.03645 | 0.013212 | 0.16646 | 0.17967 | 53.2 | 0.3301 | 3.9612
0.16369 | 0.16369 | 3.102 | 0.042703 | 0.042703 | 1.0146 | 0.015984 | 0.17968 | 0.51803 | 0.51803 | 0.082434 | 0.0012984 | 0.03645 | 0.013212 | 0.16646 | 0.17967 | 53.9 | 0.33027 | 3.9632
0.16369 | 0.16369 | 3.102 | 0.042703 | 0.042703 | 1.0146 | 0.015984 | 0.17968 | 0.51803 | 0.51803 | 0.082434 | 0.0012984 | 0.03645 | 0.013212 | 0.16646 | 0.17967 | 54.6 | 0.33043 | 3.9651
0.16369 | 0.16369 | 3.102 | 0.042703 | 0.042703 | 1.0146 | 0.015984 | 0.17967 | 0.51803 | 0.51803 | 0.082433 | 0.0012985 | 0.03645 | 0.013212 | 0.16646 | 0.17967 | 55.3 | 0.33058 | 3.967
0.16369 | 0.16369 | 3.102 | 0.042703 | 0.042703 | 1.0146 | 0.015984 | 0.17967 | 0.51803 | 0.51803 | 0.082433 | 0.0012985 | 0.03645 | 0.013212 | 0.16646 | 0.17967 | 56 | 0.33074 | 3.9688
[16 empty] | 56.7 | 0.33088 | 3.9706
Segment number |  |  |  |  | 3 | Length | 0.7 |  |  | feet | [5 empty] | 57.4 | 0.33103 | 3.9724
Est. water depth at upper end of segment | Circ. Seg. Ht. | Central angle | circ. Seg. Area | Flow area | velocity | velocity head | total head | Arc length | Wet. Perim. | Hydraulic Radius | Friction slope | Friction slope | Friction head | Total head | Total head | 58.1 | 0.33117 | 3.9741
y2 | h | theta | K | A | V2 | hv2 | H2 | s | Pw | R2 | Sf2 | Sf1 | hf2 | H1 | H2* | 58.8 | 0.33131 | 3.9758
(ft) | (ft) | (rad) | (ft^2) | (ft^2) | (ft/s) | (ft) | (ft) | (ft) | (ft) | (ft) | (ft/ft) | (ft/ft) | (ft) | (ft) | (ft) | 59.5 | 0.33145 | 3.9774
0.2 | 0.134 | 2.7438 | 0.032858 | 0.054758 | 0.79122 | 0.0097209 | 0.20972 | 0.45821 | 0.59109 | 0.09264 | 0.00067588 | 0.042736 | 0.015194 | 0.17967 | 0.19487 | 60.2 | 0.33158 | 3.979
0.19257 | 0.14143 | 2.8341 | 0.0353 | 0.052316 | 0.82814 | 0.010649 | 0.20322 | 0.4733 | 0.576 | 0.090827 | 0.0007602 | 0.042736 | 0.015224 | 0.17967 | 0.1949 | 60.9 | 0.33172 | 3.9806
0.18841 | 0.14559 | 2.8845 | 0.036676 | 0.05094 | 0.85052 | 0.011233 | 0.19964 | 0.4817 | 0.56759 | 0.089748 | 0.00081472 | 0.042736 | 0.015243 | 0.17967 | 0.19492 | 61.6 | 0.33184 | 3.9821
0.18605 | 0.14795 | 2.913 | 0.03746 | 0.050156 | 0.86381 | 0.011586 | 0.19763 | 0.48647 | 0.56283 | 0.089115 | 0.00084834 | 0.042736 | 0.015254 | 0.17967 | 0.19493 | 62.3 | 0.33197 | 3.9837
0.1847 | 0.1493 | 2.9293 | 0.037909 | 0.049707 | 0.87161 | 0.011797 | 0.19649 | 0.48919 | 0.56011 | 0.088746 | 0.00086852 | 0.042736 | 0.015261 | 0.17967 | 0.19494 | 63 | 0.3321 | 3.9852
0.18392 | 0.15008 | 2.9386 | 0.038167 | 0.049449 | 0.87617 | 0.01192 | 0.19584 | 0.49075 | 0.55854 | 0.088532 | 0.00088045 | 0.042736 | 0.015266 | 0.17967 | 0.19494 | 63.7 | 0.33222 | 3.9866
0.18347 | 0.15053 | 2.944 | 0.038316 | 0.0493 | 0.87882 | 0.011992 | 0.19546 | 0.49165 | 0.55764 | 0.088408 | 0.00088745 | 0.042736 | 0.015268 | 0.17967 | 0.19494 | 64.4 | 0.33234 | 3.9881
0.18321 | 0.15079 | 2.9472 | 0.038402 | 0.049214 | 0.88035 | 0.012035 | 0.19524 | 0.49218 | 0.55712 | 0.088336 | 0.00089153 | 0.042736 | 0.01527 | 0.17967 | 0.19494 | 65.1 | 0.33246 | 3.9895
0.18306 | 0.15094 | 2.949 | 0.038452 | 0.049164 | 0.88125 | 0.012059 | 0.19512 | 0.49248 | 0.55682 | 0.088294 | 0.0008939 | 0.042736 | 0.01527 | 0.17967 | 0.19495 | 65.8 | 0.33258 | 3.9909
0.18297 | 0.15103 | 2.95 | 0.038481 | 0.049135 | 0.88176 | 0.012073 | 0.19505 | 0.49265 | 0.55664 | 0.08827 | 0.00089527 | 0.042736 | 0.015271 | 0.17967 | 0.19495 | 66.5 | 0.33269 | 3.9923
0.18292 | 0.15108 | 2.9506 | 0.038498 | 0.049118 | 0.88206 | 0.012081 | 0.195 | 0.49275 | 0.55654 | 0.088256 | 0.00089607 | 0.042736 | 0.015271 | 0.17967 | 0.19495 | 67.2 | 0.33281 | 3.9937
0.18289 | 0.15111 | 2.951 | 0.038508 | 0.049109 | 0.88224 | 0.012086 | 0.19498 | 0.49281 | 0.55648 | 0.088248 | 0.00089653 | 0.042736 | 0.015271 | 0.17967 | 0.19495 | 67.9 | 0.33292 | 3.995
0.18288 | 0.15112 | 2.9512 | 0.038513 | 0.049103 | 0.88234 | 0.012089 | 0.19497 | 0.49284 | 0.55645 | 0.088243 | 0.0008968 | 0.042736 | 0.015271 | 0.17967 | 0.19495 | 68.6 | 0.33303 | 3.9964
0.18287 | 0.15113 | 2.9513 | 0.038516 | 0.0491 | 0.8824 | 0.01209 | 0.19496 | 0.49286 | 0.55643 | 0.088241 | 0.00089696 | 0.042736 | 0.015271 | 0.17967 | 0.19495 | 69.3 | 0.33314 | 3.9977
0.18286 | 0.15114 | 2.9513 | 0.038518 | 0.049098 | 0.88243 | 0.012091 | 0.19495 | 0.49288 | 0.55642 | 0.088239 | 0.00089705 | 0.042736 | 0.015271 | 0.17967 | 0.19495 | 70 | 0.33325 | 3.999
0.18286 | 0.15114 | 2.9514 | 0.038519 | 0.049097 | 0.88245 | 0.012092 | 0.19495 | 0.49288 | 0.55641 | 0.088238 | 0.0008971 | 0.042736 | 0.015271 | 0.17967 | 0.19495
0.18286 | 0.15114 | 2.9514 | 0.03852 | 0.049096 | 0.88246 | 0.012092 | 0.19495 | 0.49289 | 0.55641 | 0.088238 | 0.00089713 | 0.042736 | 0.015271 | 0.17967 | 0.19495
0.18286 | 0.15114 | 2.9514 | 0.03852 | 0.049096 | 0.88247 | 0.012092 | 0.19495 | 0.49289 | 0.55641 | 0.088237 | 0.00089715 | 0.042736 | 0.015271 | 0.17967 | 0.19495
0.18285 | 0.15115 | 2.9514 | 0.038521 | 0.049096 | 0.88247 | 0.012092 | 0.19495 | 0.49289 | 0.55641 | 0.088237 | 0.00089716 | 0.042736 | 0.015271 | 0.17967 | 0.19495
0.18285 | 0.15115 | 2.9514 | 0.038521 | 0.049095 | 0.88247 | 0.012093 | 0.19495 | 0.49289 | 0.5564 | 0.088237 | 0.00089716 | 0.042736 | 0.015271 | 0.17967 | 0.19495
0.18285 | 0.15115 | 2.9514 | 0.038521 | 0.049095 | 0.88247 | 0.012093 | 0.19495 | 0.49289 | 0.5564 | 0.088237 | 0.00089717 | 0.042736 | 0.015271 | 0.17967 | 0.19495
0.18285 | 0.15115 | 2.9514 | 0.038521 | 0.049095 | 0.88247 | 0.012093 | 0.19495 | 0.49289 | 0.5564 | 0.088237 | 0.00089717 | 0.042736 | 0.015271 | 0.17967 | 0.19495
0.18285 | 0.15115 | 2.9514 | 0.038521 | 0.049095 | 0.88248 | 0.012093 | 0.19495 | 0.49289 | 0.5564 | 0.088237 | 0.00089717 | 0.042736 | 0.015271 | 0.17967 | 0.19495
0.18285 | 0.15115 | 2.9514 | 0.038521 | 0.049095 | 0.88248 | 0.012093 | 0.19495 | 0.49289 | 0.5564 | 0.088237 | 0.00089717 | 0.042736 | 0.015271 | 0.17967 | 0.19495
0.18285 | 0.15115 | 2.9514 | 0.038521 | 0.049095 | 0.88248 | 0.012093 | 0.19495 | 0.49289 | 0.5564 | 0.088237 | 0.00089717 | 0.042736 | 0.015271 | 0.17967 | 0.19495
0.18285 | 0.15115 | 2.9514 | 0.038521 | 0.049095 | 0.88248 | 0.012093 | 0.19495 | 0.49289 | 0.5564 | 0.088237 | 0.00089717 | 0.042736 | 0.015271 | 0.17967 | 0.19495
Segment number |  |  |  |  | 4 | Length | 0.7 |  |  | feet
Est. water depth at upper end of segment | Circ. Seg. Ht. | Central angle | circ. Seg. Area | Flow area | velocity | velocity head | total head | Arc length | Wet. Perim. | Hydraulic Radius | Friction slope | Friction slope | Friction head | Total head | Total head
y2 | h | theta | K | A | V2 | hv2 | H2 | s | Pw | R2 | Sf2 | Sf1 | hf2 | H1 | H2*
(ft) | (ft) | (rad) | (ft^2) | (ft^2) | (ft/s) | (ft) | (ft) | (ft) | (ft) | (ft) | (ft/ft) | (ft/ft) | (ft) | (ft) | (ft)
0.2 | 0.134 | 2.7438 | 0.032858 | 0.054758 | 0.79122 | 0.0097209 | 0.20972 | 0.45821 | 0.59109 | 0.09264 | 0.00067588 | 0.038518 | 0.013718 | 0.19495 | 0.20866
0.19947 | 0.13453 | 2.7502 | 0.033031 | 0.054585 | 0.79372 | 0.0097826 | 0.20925 | 0.45929 | 0.59001 | 0.092516 | 0.00068139 | 0.038518 | 0.01372 | 0.19495 | 0.20867
0.19918 | 0.13482 | 2.7538 | 0.033128 | 0.054489 | 0.79513 | 0.0098172 | 0.20899 | 0.45989 | 0.58941 | 0.092446 | 0.00068449 | 0.038518 | 0.013721 | 0.19495 | 0.20867
0.19901 | 0.13499 | 2.7558 | 0.033181 | 0.054435 | 0.79591 | 0.0098366 | 0.20885 | 0.46022 | 0.58907 | 0.092407 | 0.00068622 | 0.038518 | 0.013722 | 0.19495 | 0.20867
0.19892 | 0.13508 | 2.7569 | 0.033211 | 0.054405 | 0.79635 | 0.0098474 | 0.20877 | 0.46041 | 0.58889 | 0.092386 | 0.00068719 | 0.038518 | 0.013722 | 0.19495 | 0.20867
0.19887 | 0.13513 | 2.7575 | 0.033228 | 0.054388 | 0.79659 | 0.0098535 | 0.20873 | 0.46051 | 0.58879 | 0.092374 | 0.00068773 | 0.038518 | 0.013722 | 0.19495 | 0.20867
0.19884 | 0.13516 | 2.7579 | 0.033237 | 0.054379 | 0.79673 | 0.0098568 | 0.2087 | 0.46057 | 0.58873 | 0.092367 | 0.00068803 | 0.038518 | 0.013722 | 0.19495 | 0.20867
0.19883 | 0.13517 | 2.7581 | 0.033242 | 0.054374 | 0.79681 | 0.0098587 | 0.20869 | 0.4606 | 0.5887 | 0.092363 | 0.0006882 | 0.038518 | 0.013722 | 0.19495 | 0.20867
0.19882 | 0.13518 | 2.7582 | 0.033245 | 0.054371 | 0.79685 | 0.0098598 | 0.20868 | 0.46062 | 0.58868 | 0.092361 | 0.0006883 | 0.038518 | 0.013722 | 0.19495 | 0.20867
0.19881 | 0.13519 | 2.7582 | 0.033247 | 0.054369 | 0.79687 | 0.0098603 | 0.20867 | 0.46063 | 0.58867 | 0.09236 | 0.00068835 | 0.038518 | 0.013722 | 0.19495 | 0.20867
0.19881 | 0.13519 | 2.7583 | 0.033248 | 0.054368 | 0.79689 | 0.0098607 | 0.20867 | 0.46063 | 0.58866 | 0.092359 | 0.00068838 | 0.038518 | 0.013722 | 0.19495 | 0.20867
0.19881 | 0.13519 | 2.7583 | 0.033248 | 0.054368 | 0.79689 | 0.0098609 | 0.20867 | 0.46064 | 0.58866 | 0.092359 | 0.00068839 | 0.038518 | 0.013722 | 0.19495 | 0.20867
0.19881 | 0.13519 | 2.7583 | 0.033248 | 0.054368 | 0.7969 | 0.009861 | 0.20867 | 0.46064 | 0.58866 | 0.092359 | 0.0006884 | 0.038518 | 0.013722 | 0.19495 | 0.20867
0.19881 | 0.13519 | 2.7583 | 0.033249 | 0.054367 | 0.7969 | 0.009861 | 0.20867 | 0.46064 | 0.58866 | 0.092359 | 0.00068841 | 0.038518 | 0.013722 | 0.19495 | 0.20867
0.19881 | 0.13519 | 2.7583 | 0.033249 | 0.054367 | 0.7969 | 0.009861 | 0.20867 | 0.46064 | 0.58866 | 0.092359 | 0.00068841 | 0.038518 | 0.013722 | 0.19495 | 0.20867
0.19881 | 0.13519 | 2.7583 | 0.033249 | 0.054367 | 0.7969 | 0.0098611 | 0.20867 | 0.46064 | 0.58865 | 0.092359 | 0.00068841 | 0.038518 | 0.013722 | 0.19495 | 0.20867
0.19881 | 0.13519 | 2.7583 | 0.033249 | 0.054367 | 0.7969 | 0.0098611 | 0.20867 | 0.46064 | 0.58865 | 0.092359 | 0.00068841 | 0.038518 | 0.013722 | 0.19495 | 0.20867
0.19881 | 0.13519 | 2.7583 | 0.033249 | 0.054367 | 0.7969 | 0.0098611 | 0.20867 | 0.46064 | 0.58865 | 0.092359 | 0.00068841 | 0.038518 | 0.013722 | 0.19495 | 0.20867
0.19881 | 0.13519 | 2.7583 | 0.033249 | 0.054367 | 0.7969 | 0.0098611 | 0.20867 | 0.46064 | 0.58865 | 0.092359 | 0.00068842 | 0.038518 | 0.013722 | 0.19495 | 0.20867
0.19881 | 0.13519 | 2.7583 | 0.033249 | 0.054367 | 0.7969 | 0.0098611 | 0.20867 | 0.46064 | 0.58865 | 0.092359 | 0.00068842 | 0.038518 | 0.013722 | 0.19495 | 0.20867
0.19881 | 0.13519 | 2.7583 | 0.033249 | 0.054367 | 0.7969 | 0.0098611 | 0.20867 | 0.46064 | 0.58865 | 0.092359 | 0.00068842 | 0.038518 | 0.013722 | 0.19495 | 0.20867
0.19881 | 0.13519 | 2.7583 | 0.033249 | 0.054367 | 0.7969 | 0.0098611 | 0.20867 | 0.46064 | 0.58865 | 0.092359 | 0.00068842 | 0.038518 | 0.013722 | 0.19495 | 0.20867
0.19881 | 0.13519 | 2.7583 | 0.033249 | 0.054367 | 0.7969 | 0.0098611 | 0.20867 | 0.46064 | 0.58865 | 0.092359 | 0.00068842 | 0.038518 | 0.013722 | 0.19495 | 0.20867
0.19881 | 0.13519 | 2.7583 | 0.033249 | 0.054367 | 0.7969 | 0.0098611 | 0.20867 | 0.46064 | 0.58865 | 0.092359 | 0.00068842 | 0.038518 | 0.013722 | 0.19495 | 0.20867
0.19881 | 0.13519 | 2.7583 | 0.033249 | 0.054367 | 0.7969 | 0.0098611 | 0.20867 | 0.46064 | 0.58865 | 0.092359 | 0.00068842 | 0.038518 | 0.013722 | 0.19495 | 0.20867
0.19881 | 0.13519 | 2.7583 | 0.033249 | 0.054367 | 0.7969 | 0.0098611 | 0.20867 | 0.46064 | 0.58865 | 0.092359 | 0.00068842 | 0.038518 | 0.013722 | 0.19495 | 0.20867
0.19881 | 0.13519 | 2.7583 | 0.033249 | 0.054367 | 0.7969 | 0.0098611 | 0.20867 | 0.46064 | 0.58865 | 0.092359 | 0.00068842 | 0.038518 | 0.013722 | 0.19495 | 0.20867
0.19881 | 0.13519 | 2.7583 | 0.033249 | 0.054367 | 0.7969 | 0.0098611 | 0.20867 | 0.46064 | 0.58865 | 0.092359 | 0.00068842 | 0.038518 | 0.013722 | 0.19495 | 0.20867
Segment number |  |  |  |  | 5 | Length | 0.7 |  |  | feet
Est. water depth at upper end of segment | Circ. Seg. Ht. | Central angle | circ. Seg. Area | Flow area | velocity | velocity head | total head | Arc length | Wet. Perim. | Hydraulic Radius | Friction slope | Friction slope | Friction head | Total head | Total head
y2 | h | theta | K | A | V2 | hv2 | H2 | s | Pw | R2 | Sf2 | Sf1 | hf2 | H1 | H2*
(ft) | (ft) | (rad) | (ft^2) | (ft^2) | (ft/s) | (ft) | (ft) | (ft) | (ft) | (ft) | (ft/ft) | (ft/ft) | (ft) | (ft) | (ft)
0.2 | 0.134 | 2.7438 | 0.032858 | 0.054758 | 0.79122 | 0.0097209 | 0.20972 | 0.45821 | 0.59109 | 0.09264 | 0.00067588 | 0.033249 | 0.011874 | 0.20867 | 0.22054
0.20541 | 0.12859 | 2.6774 | 0.031093 | 0.056523 | 0.76651 | 0.0091232 | 0.21453 | 0.44713 | 0.60216 | 0.093867 | 0.00062329 | 0.033249 | 0.011855 | 0.20867 | 0.22052
0.20841 | 0.12559 | 2.6405 | 0.030121 | 0.057495 | 0.75356 | 0.0088175 | 0.21722 | 0.44096 | 0.60833 | 0.094512 | 0.00059694 | 0.033249 | 0.011846 | 0.20867 | 0.22051
0.21005 | 0.12395 | 2.6201 | 0.02959 | 0.058026 | 0.74665 | 0.0086566 | 0.21871 | 0.43756 | 0.61173 | 0.094856 | 0.00058322 | 0.033249 | 0.011841 | 0.20867 | 0.22051
0.21095 | 0.12305 | 2.6089 | 0.029299 | 0.058317 | 0.74293 | 0.0085706 | 0.21952 | 0.43569 | 0.6136 | 0.09504 | 0.00057592 | 0.033249 | 0.011839 | 0.20867 | 0.22051
0.21144 | 0.12256 | 2.6028 | 0.029141 | 0.058475 | 0.74092 | 0.0085242 | 0.21997 | 0.43467 | 0.61462 | 0.095141 | 0.000572 | 0.033249 | 0.011837 | 0.20867 | 0.22051
0.21171 | 0.12229 | 2.5995 | 0.029054 | 0.058562 | 0.73982 | 0.008499 | 0.22021 | 0.43412 | 0.61518 | 0.095195 | 0.00056988 | 0.033249 | 0.011837 | 0.20867 | 0.22051
0.21186 | 0.12214 | 2.5977 | 0.029007 | 0.058609 | 0.73923 | 0.0084854 | 0.22034 | 0.43381 | 0.61548 | 0.095224 | 0.00056873 | 0.033249 | 0.011836 | 0.20867 | 0.2205
0.21194 | 0.12206 | 2.5967 | 0.028981 | 0.058635 | 0.7389 | 0.0084779 | 0.22042 | 0.43365 | 0.61565 | 0.095241 | 0.0005681 | 0.033249 | 0.011836 | 0.20867 | 0.2205
0.21198 | 0.12202 | 2.5961 | 0.028967 | 0.058649 | 0.73873 | 0.0084739 | 0.22046 | 0.43355 | 0.61574 | 0.095249 | 0.00056776 | 0.033249 | 0.011836 | 0.20867 | 0.2205
0.21201 | 0.12199 | 2.5958 | 0.02896 | 0.058656 | 0.73863 | 0.0084717 | 0.22048 | 0.43351 | 0.61579 | 0.095254 | 0.00056758 | 0.033249 | 0.011836 | 0.20867 | 0.2205
0.21202 | 0.12198 | 2.5957 | 0.028956 | 0.058661 | 0.73858 | 0.0084705 | 0.22049 | 0.43348 | 0.61582 | 0.095257 | 0.00056747 | 0.033249 | 0.011836 | 0.20867 | 0.2205
0.21203 | 0.12197 | 2.5956 | 0.028953 | 0.058663 | 0.73855 | 0.0084698 | 0.2205 | 0.43346 | 0.61583 | 0.095258 | 0.00056742 | 0.033249 | 0.011836 | 0.20867 | 0.2205
0.21203 | 0.12197 | 2.5955 | 0.028952 | 0.058664 | 0.73853 | 0.0084695 | 0.2205 | 0.43346 | 0.61584 | 0.095259 | 0.00056739 | 0.033249 | 0.011836 | 0.20867 | 0.2205
0.21203 | 0.12197 | 2.5955 | 0.028951 | 0.058665 | 0.73853 | 0.0084693 | 0.2205 | 0.43345 | 0.61584 | 0.095259 | 0.00056737 | 0.033249 | 0.011836 | 0.20867 | 0.2205
0.21203 | 0.12197 | 2.5955 | 0.028951 | 0.058665 | 0.73852 | 0.0084692 | 0.2205 | 0.43345 | 0.61584 | 0.09526 | 0.00056736 | 0.033249 | 0.011836 | 0.20867 | 0.2205
0.21203 | 0.12197 | 2.5955 | 0.028951 | 0.058665 | 0.73852 | 0.0084691 | 0.2205 | 0.43345 | 0.61585 | 0.09526 | 0.00056736 | 0.033249 | 0.011836 | 0.20867 | 0.2205
0.21203 | 0.12197 | 2.5955 | 0.028951 | 0.058665 | 0.73852 | 0.0084691 | 0.2205 | 0.43345 | 0.61585 | 0.09526 | 0.00056736 | 0.033249 | 0.011836 | 0.20867 | 0.2205
0.21203 | 0.12197 | 2.5955 | 0.028951 | 0.058665 | 0.73852 | 0.008469 | 0.2205 | 0.43345 | 0.61585 | 0.09526 | 0.00056735 | 0.033249 | 0.011836 | 0.20867 | 0.2205
0.21204 | 0.12196 | 2.5955 | 0.028951 | 0.058665 | 0.73852 | 0.008469 | 0.2205 | 0.43345 | 0.61585 | 0.09526 | 0.00056735 | 0.033249 | 0.011836 | 0.20867 | 0.2205
0.21204 | 0.12196 | 2.5955 | 0.028951 | 0.058666 | 0.73852 | 0.008469 | 0.2205 | 0.43345 | 0.61585 | 0.09526 | 0.00056735 | 0.033249 | 0.011836 | 0.20867 | 0.2205
0.21204 | 0.12196 | 2.5955 | 0.028951 | 0.058666 | 0.73852 | 0.008469 | 0.2205 | 0.43345 | 0.61585 | 0.09526 | 0.00056735 | 0.033249 | 0.011836 | 0.20867 | 0.2205
0.21204 | 0.12196 | 2.5955 | 0.028951 | 0.058666 | 0.73852 | 0.008469 | 0.2205 | 0.43345 | 0.61585 | 0.09526 | 0.00056735 | 0.033249 | 0.011836 | 0.20867 | 0.2205
0.21204 | 0.12196 | 2.5955 | 0.028951 | 0.058666 | 0.73852 | 0.008469 | 0.2205 | 0.43345 | 0.61585 | 0.09526 | 0.00056735 | 0.033249 | 0.011836 | 0.20867 | 0.2205
0.21204 | 0.12196 | 2.5955 | 0.028951 | 0.058666 | 0.73852 | 0.008469 | 0.2205 | 0.43345 | 0.61585 | 0.09526 | 0.00056735 | 0.033249 | 0.011836 | 0.20867 | 0.2205
0.21204 | 0.12196 | 2.5955 | 0.028951 | 0.058666 | 0.73852 | 0.008469 | 0.2205 | 0.43345 | 0.61585 | 0.09526 | 0.00056735 | 0.033249 | 0.011836 | 0.20867 | 0.2205
0.21204 | 0.12196 | 2.5955 | 0.028951 | 0.058666 | 0.73852 | 0.008469 | 0.2205 | 0.43345 | 0.61585 | 0.09526 | 0.00056735 | 0.033249 | 0.011836 | 0.20867 | 0.2205
0.21204 | 0.12196 | 2.5955 | 0.028951 | 0.058666 | 0.73852 | 0.008469 | 0.2205 | 0.43345 | 0.61585 | 0.09526 | 0.00056735 | 0.033249 | 0.011836 | 0.20867 | 0.2205
0.21204 | 0.12196 | 2.5955 | 0.028951 | 0.058666 | 0.73852 | 0.008469 | 0.2205 | 0.43345 | 0.61585 | 0.09526 | 0.00056735 | 0.033249 | 0.011836 | 0.20867 | 0.2205
Segment number |  |  |  |  | 6 | Length | 0.7 |  |  | feet
Est. water depth at upper end of segment | Circ. Seg. Ht. | Central angle | circ. Seg. Area | Flow area | velocity | velocity head | total head | Arc length | Wet. Perim. | Hydraulic Radius | Friction slope | Friction slope | Friction head | Total head | Total head
y2 | h | theta | K | A | V2 | hv2 | H2 | s | Pw | R2 | Sf2 | Sf1 | hf2 | H1 | H2*
(ft) | (ft) | (rad) | (ft^2) | (ft^2) | (ft/s) | (ft) | (ft) | (ft) | (ft) | (ft) | (ft/ft) | (ft/ft) | (ft) | (ft) | (ft)
0.2 | 0.134 | 2.7438 | 0.032858 | 0.054758 | 0.79122 | 0.0097209 | 0.20972 | 0.45821 | 0.59109 | 0.09264 | 0.00067588 | 0.028951 | 0.010369 | 0.2205 | 0.23087
0.21058 | 0.12342 | 2.6136 | 0.02942 | 0.058196 | 0.74448 | 0.0086063 | 0.21918 | 0.43647 | 0.61282 | 0.094964 | 0.00057895 | 0.028951 | 0.010335 | 0.2205 | 0.23084
0.2164 | 0.1176 | 2.5409 | 0.027551 | 0.060065 | 0.7213 | 0.0080789 | 0.22448 | 0.42434 | 0.62496 | 0.096111 | 0.00053484 | 0.028951 | 0.01032 | 0.2205 | 0.23082
0.21958 | 0.11442 | 2.5011 | 0.026542 | 0.061074 | 0.7094 | 0.0078143 | 0.22739 | 0.41768 | 0.63162 | 0.096694 | 0.00051317 | 0.028951 | 0.010312 | 0.2205 | 0.23082
0.22129 | 0.11271 | 2.4794 | 0.026 | 0.061616 | 0.70315 | 0.0076774 | 0.22897 | 0.41406 | 0.63524 | 0.096997 | 0.00050208 | 0.028951 | 0.010308 | 0.2205 | 0.23081
0.22221 | 0.11179 | 2.4677 | 0.025709 | 0.061907 | 0.69984 | 0.0076053 | 0.22982 | 0.4121 | 0.63719 | 0.097157 | 0.00049627 | 0.028951 | 0.010306 | 0.2205 | 0.23081
0.22271 | 0.11129 | 2.4614 | 0.025552 | 0.062064 | 0.69808 | 0.007567 | 0.23028 | 0.41105 | 0.63824 | 0.097242 | 0.0004932 | 0.028951 | 0.010305 | 0.2205 | 0.23081
0.22298 | 0.11102 | 2.458 | 0.025468 | 0.062148 | 0.69714 | 0.0075465 | 0.23052 | 0.41048 | 0.63881 | 0.097287 | 0.00049156 | 0.028951 | 0.010305 | 0.2205 | 0.23081
0.22312 | 0.11088 | 2.4562 | 0.025423 | 0.062193 | 0.69663 | 0.0075356 | 0.23065 | 0.41018 | 0.63911 | 0.097311 | 0.00049069 | 0.028951 | 0.010304 | 0.2205 | 0.23081
0.2232 | 0.1108 | 2.4552 | 0.025399 | 0.062217 | 0.69636 | 0.0075297 | 0.23073 | 0.41002 | 0.63928 | 0.097324 | 0.00049022 | 0.028951 | 0.010304 | 0.2205 | 0.23081
0.22324 | 0.11076 | 2.4547 | 0.025386 | 0.06223 | 0.69621 | 0.0075266 | 0.23076 | 0.40993 | 0.63937 | 0.097331 | 0.00048997 | 0.028951 | 0.010304 | 0.2205 | 0.23081
0.22326 | 0.11074 | 2.4544 | 0.025379 | 0.062237 | 0.69613 | 0.0075249 | 0.23078 | 0.40988 | 0.63941 | 0.097335 | 0.00048983 | 0.028951 | 0.010304 | 0.2205 | 0.23081
0.22327 | 0.11073 | 2.4542 | 0.025375 | 0.062241 | 0.69609 | 0.007524 | 0.2308 | 0.40986 | 0.63944 | 0.097337 | 0.00048976 | 0.028951 | 0.010304 | 0.2205 | 0.23081
0.22328 | 0.11072 | 2.4541 | 0.025373 | 0.062243 | 0.69607 | 0.0075235 | 0.2308 | 0.40984 | 0.63945 | 0.097338 | 0.00048972 | 0.028951 | 0.010304 | 0.2205 | 0.23081
0.22328 | 0.11072 | 2.4541 | 0.025372 | 0.062244 | 0.69606 | 0.0075232 | 0.2308 | 0.40984 | 0.63946 | 0.097338 | 0.0004897 | 0.028951 | 0.010304 | 0.2205 | 0.23081
0.22328 | 0.11072 | 2.4541 | 0.025372 | 0.062245 | 0.69605 | 0.0075231 | 0.23081 | 0.40983 | 0.63946 | 0.097339 | 0.00048969 | 0.028951 | 0.010304 | 0.2205 | 0.23081
0.22328 | 0.11072 | 2.4541 | 0.025371 | 0.062245 | 0.69605 | 0.007523 | 0.23081 | 0.40983 | 0.63946 | 0.097339 | 0.00048968 | 0.028951 | 0.010304 | 0.2205 | 0.23081
0.22328 | 0.11072 | 2.4541 | 0.025371 | 0.062245 | 0.69605 | 0.007523 | 0.23081 | 0.40983 | 0.63947 | 0.097339 | 0.00048968 | 0.028951 | 0.010304 | 0.2205 | 0.23081
0.22329 | 0.11071 | 2.4541 | 0.025371 | 0.062245 | 0.69605 | 0.007523 | 0.23081 | 0.40983 | 0.63947 | 0.097339 | 0.00048968 | 0.028951 | 0.010304 | 0.2205 | 0.23081
0.22329 | 0.11071 | 2.4541 | 0.025371 | 0.062245 | 0.69604 | 0.007523 | 0.23081 | 0.40983 | 0.63947 | 0.097339 | 0.00048967 | 0.028951 | 0.010304 | 0.2205 | 0.23081
0.22329 | 0.11071 | 2.4541 | 0.025371 | 0.062245 | 0.69604 | 0.0075229 | 0.23081 | 0.40983 | 0.63947 | 0.097339 | 0.00048967 | 0.028951 | 0.010304 | 0.2205 | 0.23081
0.22329 | 0.11071 | 2.4541 | 0.025371 | 0.062245 | 0.69604 | 0.0075229 | 0.23081 | 0.40983 | 0.63947 | 0.097339 | 0.00048967 | 0.028951 | 0.010304 | 0.2205 | 0.23081
0.22329 | 0.11071 | 2.4541 | 0.025371 | 0.062245 | 0.69604 | 0.0075229 | 0.23081 | 0.40983 | 0.63947 | 0.097339 | 0.00048967 | 0.028951 | 0.010304 | 0.2205 | 0.23081
0.22329 | 0.11071 | 2.4541 | 0.025371 | 0.062245 | 0.69604 | 0.0075229 | 0.23081 | 0.40983 | 0.63947 | 0.097339 | 0.00048967 | 0.028951 | 0.010304 | 0.2205 | 0.23081
0.22329 | 0.11071 | 2.4541 | 0.025371 | 0.062245 | 0.69604 | 0.0075229 | 0.23081 | 0.40983 | 0.63947 | 0.097339 | 0.00048967 | 0.028951 | 0.010304 | 0.2205 | 0.23081
0.22329 | 0.11071 | 2.4541 | 0.025371 | 0.062245 | 0.69604 | 0.0075229 | 0.23081 | 0.40983 | 0.63947 | 0.097339 | 0.00048967 | 0.028951 | 0.010304 | 0.2205 | 0.23081
0.22329 | 0.11071 | 2.4541 | 0.025371 | 0.062245 | 0.69604 | 0.0075229 | 0.23081 | 0.40983 | 0.63947 | 0.097339 | 0.00048967 | 0.028951 | 0.010304 | 0.2205 | 0.23081
0.22329 | 0.11071 | 2.4541 | 0.025371 | 0.062245 | 0.69604 | 0.0075229 | 0.23081 | 0.40983 | 0.63947 | 0.097339 | 0.00048967 | 0.028951 | 0.010304 | 0.2205 | 0.23081
Segment number |  |  |  |  | 7 | Length | 0.7 |  |  | feet
Est. water depth at upper end of segment | Circ. Seg. Ht. | Central angle | circ. Seg. Area | Flow area | velocity | velocity head | total head | Arc length | Wet. Perim. | Hydraulic Radius | Friction slope | Friction slope | Friction head | Total head | Total head
y2 | h | theta | K | A | V2 | hv2 | H2 | s | Pw | R2 | Sf2 | Sf1 | hf2 | H1 | H2*
(ft) | (ft) | (rad) | (ft^2) | (ft^2) | (ft/s) | (ft) | (ft) | (ft) | (ft) | (ft) | (ft/ft) | (ft/ft) | (ft) | (ft) | (ft)
0.2 | 0.134 | 2.7438 | 0.032858 | 0.054758 | 0.79122 | 0.0097209 | 0.20972 | 0.45821 | 0.59109 | 0.09264 | 0.00067588 | 0.025371 | 0.0091165 | 0.23081 | 0.23992
0.2151 | 0.1189 | 2.5572 | 0.027967 | 0.059649 | 0.72634 | 0.008192 | 0.22329 | 0.42706 | 0.62223 | 0.095863 | 0.0005442 | 0.025371 | 0.0090704 | 0.23081 | 0.23988
0.22339 | 0.11061 | 2.4527 | 0.025337 | 0.062279 | 0.69566 | 0.0075147 | 0.23091 | 0.4096 | 0.6397 | 0.097357 | 0.00048901 | 0.025371 | 0.0090511 | 0.23081 | 0.23986
0.22787 | 0.10613 | 2.3954 | 0.023937 | 0.063679 | 0.68037 | 0.007188 | 0.23506 | 0.40004 | 0.64926 | 0.09808 | 0.00046317 | 0.025371 | 0.009042 | 0.23081 | 0.23985
0.23027 | 0.10373 | 2.3645 | 0.023194 | 0.064422 | 0.67252 | 0.0070231 | 0.23729 | 0.39487 | 0.65442 | 0.098441 | 0.00045033 | 0.025371 | 0.0090375 | 0.23081 | 0.23985
0.23154 | 0.10246 | 2.3479 | 0.0228 | 0.064817 | 0.66843 | 0.0069379 | 0.23848 | 0.39211 | 0.65719 | 0.098627 | 0.00044375 | 0.025371 | 0.0090352 | 0.23081 | 0.23984
0.23223 | 0.10177 | 2.3391 | 0.02259 | 0.065026 | 0.66628 | 0.0068933 | 0.23912 | 0.39063 | 0.65867 | 0.098724 | 0.00044032 | 0.025371 | 0.009034 | 0.23081 | 0.23984
0.23259 | 0.10141 | 2.3344 | 0.022479 | 0.065137 | 0.66514 | 0.0068697 | 0.23946 | 0.38984 | 0.65945 | 0.098775 | 0.00043851 | 0.025371 | 0.0090334 | 0.23081 | 0.23984
0.23278 | 0.10122 | 2.3319 | 0.02242 | 0.065196 | 0.66454 | 0.0068573 | 0.23964 | 0.38942 | 0.65987 | 0.098802 | 0.00043756 | 0.025371 | 0.0090331 | 0.23081 | 0.23984
0.23288 | 0.10112 | 2.3305 | 0.022388 | 0.065228 | 0.66422 | 0.0068507 | 0.23973 | 0.3892 | 0.66009 | 0.098816 | 0.00043706 | 0.025371 | 0.0090329 | 0.23081 | 0.23984
0.23294 | 0.10106 | 2.3298 | 0.022372 | 0.065244 | 0.66405 | 0.0068472 | 0.23978 | 0.38908 | 0.66021 | 0.098823 | 0.00043679 | 0.025371 | 0.0090328 | 0.23081 | 0.23984
0.23297 | 0.10103 | 2.3295 | 0.022363 | 0.065253 | 0.66396 | 0.0068453 | 0.23981 | 0.38902 | 0.66028 | 0.098827 | 0.00043665 | 0.025371 | 0.0090328 | 0.23081 | 0.23984
0.23298 | 0.10102 | 2.3293 | 0.022358 | 0.065258 | 0.66391 | 0.0068443 | 0.23982 | 0.38899 | 0.66031 | 0.09883 | 0.00043657 | 0.025371 | 0.0090327 | 0.23081 | 0.23984
0.23299 | 0.10101 | 2.3291 | 0.022356 | 0.065261 | 0.66388 | 0.0068438 | 0.23983 | 0.38897 | 0.66033 | 0.098831 | 0.00043653 | 0.025371 | 0.0090327 | 0.23081 | 0.23984
0.23299 | 0.10101 | 2.3291 | 0.022354 | 0.065262 | 0.66387 | 0.0068435 | 0.23984 | 0.38896 | 0.66034 | 0.098831 | 0.00043651 | 0.025371 | 0.0090327 | 0.23081 | 0.23984
0.233 | 0.101 | 2.3291 | 0.022354 | 0.065263 | 0.66386 | 0.0068434 | 0.23984 | 0.38895 | 0.66034 | 0.098832 | 0.0004365 | 0.025371 | 0.0090327 | 0.23081 | 0.23984
0.233 | 0.101 | 2.329 | 0.022353 | 0.065263 | 0.66386 | 0.0068433 | 0.23984 | 0.38895 | 0.66034 | 0.098832 | 0.00043649 | 0.025371 | 0.0090327 | 0.23081 | 0.23984
0.233 | 0.101 | 2.329 | 0.022353 | 0.065263 | 0.66386 | 0.0068433 | 0.23984 | 0.38895 | 0.66034 | 0.098832 | 0.00043649 | 0.025371 | 0.0090327 | 0.23081 | 0.23984
0.233 | 0.101 | 2.329 | 0.022353 | 0.065263 | 0.66386 | 0.0068432 | 0.23984 | 0.38895 | 0.66035 | 0.098832 | 0.00043649 | 0.025371 | 0.0090327 | 0.23081 | 0.23984
0.233 | 0.101 | 2.329 | 0.022353 | 0.065263 | 0.66386 | 0.0068432 | 0.23984 | 0.38895 | 0.66035 | 0.098832 | 0.00043649 | 0.025371 | 0.0090327 | 0.23081 | 0.23984
0.233 | 0.101 | 2.329 | 0.022353 | 0.065263 | 0.66386 | 0.0068432 | 0.23984 | 0.38895 | 0.66035 | 0.098832 | 0.00043648 | 0.025371 | 0.0090327 | 0.23081 | 0.23984
0.233 | 0.101 | 2.329 | 0.022353 | 0.065263 | 0.66386 | 0.0068432 | 0.23984 | 0.38895 | 0.66035 | 0.098832 | 0.00043648 | 0.025371 | 0.0090327 | 0.23081 | 0.23984
0.233 | 0.101 | 2.329 | 0.022353 | 0.065263 | 0.66386 | 0.0068432 | 0.23984 | 0.38895 | 0.66035 | 0.098832 | 0.00043648 | 0.025371 | 0.0090327 | 0.23081 | 0.23984
0.233 | 0.101 | 2.329 | 0.022353 | 0.065263 | 0.66386 | 0.0068432 | 0.23984 | 0.38895 | 0.66035 | 0.098832 | 0.00043648 | 0.025371 | 0.0090327 | 0.23081 | 0.23984
0.233 | 0.101 | 2.329 | 0.022353 | 0.065263 | 0.66385 | 0.0068432 | 0.23984 | 0.38895 | 0.66035 | 0.098832 | 0.00043648 | 0.025371 | 0.0090327 | 0.23081 | 0.23984
0.233 | 0.101 | 2.329 | 0.022353 | 0.065263 | 0.66385 | 0.0068432 | 0.23984 | 0.38895 | 0.66035 | 0.098832 | 0.00043648 | 0.025371 | 0.0090327 | 0.23081 | 0.23984
0.233 | 0.101 | 2.329 | 0.022353 | 0.065263 | 0.66385 | 0.0068432 | 0.23984 | 0.38895 | 0.66035 | 0.098832 | 0.00043648 | 0.025371 | 0.0090327 | 0.23081 | 0.23984
0.233 | 0.101 | 2.329 | 0.022353 | 0.065263 | 0.66385 | 0.0068432 | 0.23984 | 0.38895 | 0.66035 | 0.098832 | 0.00043648 | 0.025371 | 0.0090327 | 0.23081 | 0.23984
Segment number |  |  |  |  | 8 | Length | 0.7 |  |  | feet
Est. water depth at upper end of segment | Circ. Seg. Ht. | Central angle | circ. Seg. Area | Flow area | velocity | velocity head | total head | Arc length | Wet. Perim. | Hydraulic Radius | Friction slope | Friction slope | Friction head | Total head | Total head
y2 | h | theta | K | A | V2 | hv2 | H2 | s | Pw | R2 | Sf2 | Sf1 | hf2 | H1 | H2*
(ft) | (ft) | (rad) | (ft^2) | (ft^2) | (ft/s) | (ft) | (ft) | (ft) | (ft) | (ft) | (ft/ft) | (ft/ft) | (ft) | (ft) | (ft)
0.2 | 0.134 | 2.7438 | 0.032858 | 0.054758 | 0.79122 | 0.0097209 | 0.20972 | 0.45821 | 0.59109 | 0.09264 | 0.00067588 | 0.022353 | 0.0080602 | 0.23984 | 0.2479
0.21909 | 0.11491 | 2.5072 | 0.026696 | 0.06092 | 0.71119 | 0.0078538 | 0.22694 | 0.4187 | 0.6306 | 0.096607 | 0.00051638 | 0.022353 | 0.0080043 | 0.23984 | 0.24785
0.22954 | 0.10446 | 2.3739 | 0.023418 | 0.064198 | 0.67487 | 0.0070723 | 0.23661 | 0.39644 | 0.65286 | 0.098334 | 0.00045415 | 0.022353 | 0.0079825 | 0.23984 | 0.24782
0.23515 | 0.098854 | 2.3009 | 0.021696 | 0.06592 | 0.65724 | 0.0067075 | 0.24185 | 0.38426 | 0.66504 | 0.099123 | 0.00042615 | 0.022353 | 0.0079728 | 0.23984 | 0.24781
0.23813 | 0.095874 | 2.2617 | 0.020791 | 0.066825 | 0.64834 | 0.0065271 | 0.24465 | 0.3777 | 0.6716 | 0.099502 | 0.00041259 | 0.022353 | 0.007968 | 0.23984 | 0.24781
0.2397 | 0.094296 | 2.2407 | 0.020315 | 0.067301 | 0.64376 | 0.0064352 | 0.24614 | 0.3742 | 0.67509 | 0.099691 | 0.00040575 | 0.022353 | 0.0079656 | 0.23984 | 0.24781
0.24054 | 0.093462 | 2.2296 | 0.020065 | 0.067551 | 0.64137 | 0.0063875 | 0.24693 | 0.37235 | 0.67695 | 0.099788 | 0.00040223 | 0.022353 | 0.0079644 | 0.23984 | 0.24781
0.24098 | 0.093022 | 2.2238 | 0.019933 | 0.067683 | 0.64012 | 0.0063627 | 0.24734 | 0.37137 | 0.67793 | 0.099838 | 0.00040039 | 0.022353 | 0.0079637 | 0.23984 | 0.2478
0.24121 | 0.09279 | 2.2206 | 0.019864 | 0.067752 | 0.63947 | 0.0063496 | 0.24756 | 0.37085 | 0.67845 | 0.099864 | 0.00039943 | 0.022353 | 0.0079634 | 0.23984 | 0.2478
0.24133 | 0.092668 | 2.219 | 0.019827 | 0.067789 | 0.63912 | 0.0063428 | 0.24768 | 0.37057 | 0.67872 | 0.099878 | 0.00039893 | 0.022353 | 0.0079632 | 0.23984 | 0.2478
0.2414 | 0.092603 | 2.2181 | 0.019808 | 0.067808 | 0.63894 | 0.0063392 | 0.24774 | 0.37043 | 0.67886 | 0.099885 | 0.00039866 | 0.022353 | 0.0079631 | 0.23984 | 0.2478
0.24143 | 0.092569 | 2.2177 | 0.019797 | 0.067819 | 0.63884 | 0.0063373 | 0.24777 | 0.37035 | 0.67894 | 0.099889 | 0.00039852 | 0.022353 | 0.0079631 | 0.23984 | 0.2478
0.24145 | 0.092551 | 2.2175 | 0.019792 | 0.067824 | 0.63879 | 0.0063363 | 0.24779 | 0.37031 | 0.67898 | 0.099891 | 0.00039845 | 0.022353 | 0.0079631 | 0.23984 | 0.2478
0.24146 | 0.092542 | 2.2173 | 0.019789 | 0.067827 | 0.63877 | 0.0063357 | 0.24779 | 0.37029 | 0.679 | 0.099892 | 0.00039841 | 0.022353 | 0.007963 | 0.23984 | 0.2478
0.24146 | 0.092537 | 2.2173 | 0.019788 | 0.067828 | 0.63875 | 0.0063355 | 0.2478 | 0.37028 | 0.67901 | 0.099893 | 0.00039839 | 0.022353 | 0.007963 | 0.23984 | 0.2478
0.24147 | 0.092534 | 2.2172 | 0.019787 | 0.067829 | 0.63874 | 0.0063353 | 0.2478 | 0.37028 | 0.67902 | 0.099893 | 0.00039838 | 0.022353 | 0.007963 | 0.23984 | 0.2478
0.24147 | 0.092533 | 2.2172 | 0.019787 | 0.067829 | 0.63874 | 0.0063352 | 0.2478 | 0.37027 | 0.67902 | 0.099893 | 0.00039837 | 0.022353 | 0.007963 | 0.23984 | 0.2478
0.24147 | 0.092532 | 2.2172 | 0.019786 | 0.06783 | 0.63874 | 0.0063352 | 0.2478 | 0.37027 | 0.67902 | 0.099893 | 0.00039837 | 0.022353 | 0.007963 | 0.23984 | 0.2478
0.24147 | 0.092532 | 2.2172 | 0.019786 | 0.06783 | 0.63874 | 0.0063352 | 0.2478 | 0.37027 | 0.67902 | 0.099893 | 0.00039837 | 0.022353 | 0.007963 | 0.23984 | 0.2478
0.24147 | 0.092531 | 2.2172 | 0.019786 | 0.06783 | 0.63874 | 0.0063352 | 0.2478 | 0.37027 | 0.67902 | 0.099893 | 0.00039837 | 0.022353 | 0.007963 | 0.23984 | 0.2478
0.24147 | 0.092531 | 2.2172 | 0.019786 | 0.06783 | 0.63874 | 0.0063352 | 0.2478 | 0.37027 | 0.67902 | 0.099893 | 0.00039837 | 0.022353 | 0.007963 | 0.23984 | 0.2478
0.24147 | 0.092531 | 2.2172 | 0.019786 | 0.06783 | 0.63874 | 0.0063352 | 0.2478 | 0.37027 | 0.67902 | 0.099893 | 0.00039837 | 0.022353 | 0.007963 | 0.23984 | 0.2478
0.24147 | 0.092531 | 2.2172 | 0.019786 | 0.06783 | 0.63874 | 0.0063352 | 0.2478 | 0.37027 | 0.67902 | 0.099893 | 0.00039837 | 0.022353 | 0.007963 | 0.23984 | 0.2478
0.24147 | 0.092531 | 2.2172 | 0.019786 | 0.06783 | 0.63874 | 0.0063351 | 0.2478 | 0.37027 | 0.67902 | 0.099893 | 0.00039837 | 0.022353 | 0.007963 | 0.23984 | 0.2478
0.24147 | 0.092531 | 2.2172 | 0.019786 | 0.06783 | 0.63874 | 0.0063351 | 0.2478 | 0.37027 | 0.67902 | 0.099893 | 0.00039837 | 0.022353 | 0.007963 | 0.23984 | 0.2478
0.24147 | 0.092531 | 2.2172 | 0.019786 | 0.06783 | 0.63874 | 0.0063351 | 0.2478 | 0.37027 | 0.67902 | 0.099893 | 0.00039837 | 0.022353 | 0.007963 | 0.23984 | 0.2478
0.24147 | 0.092531 | 2.2172 | 0.019786 | 0.06783 | 0.63874 | 0.0063351 | 0.2478 | 0.37027 | 0.67902 | 0.099893 | 0.00039837 | 0.022353 | 0.007963 | 0.23984 | 0.2478
0.24147 | 0.092531 | 2.2172 | 0.019786 | 0.06783 | 0.63874 | 0.0063351 | 0.2478 | 0.37027 | 0.67902 | 0.099893 | 0.00039837 | 0.022353 | 0.007963 | 0.23984 | 0.2478
Segment number |  |  |  |  | 9 | Length | 0.7 |  |  | feet
Est. water depth at upper end of segment | Circ. Seg. Ht. | Central angle | circ. Seg. Area | Flow area | velocity | velocity head | total head | Arc length | Wet. Perim. | Hydraulic Radius | Friction slope | Friction slope | Friction head | Total head | Total head
y2 | h | theta | K | A | V2 | hv2 | H2 | s | Pw | R2 | Sf2 | Sf1 | hf2 | H1 | H2*
(ft) | (ft) | (rad) | (ft^2) | (ft^2) | (ft/s) | (ft) | (ft) | (ft) | (ft) | (ft) | (ft/ft) | (ft/ft) | (ft) | (ft) | (ft)
0.2 | 0.134 | 2.7438 | 0.032858 | 0.054758 | 0.79122 | 0.0097209 | 0.20972 | 0.45821 | 0.59109 | 0.09264 | 0.00067588 | 0.019787 | 0.0071619 | 0.2478 | 0.25497
0.22262 | 0.11138 | 2.4625 | 0.025579 | 0.062037 | 0.69838 | 0.0075736 | 0.2302 | 0.41123 | 0.63806 | 0.097227 | 0.00049373 | 0.019787 | 0.0070981 | 0.2478 | 0.2549
0.23498 | 0.099024 | 2.3032 | 0.021748 | 0.065868 | 0.65776 | 0.0067181 | 0.24169 | 0.38463 | 0.66466 | 0.0991 | 0.00042696 | 0.019787 | 0.0070747 | 0.2478 | 0.25488
0.24157 | 0.092432 | 2.2159 | 0.019756 | 0.06786 | 0.63846 | 0.0063296 | 0.2479 | 0.37005 | 0.67925 | 0.099904 | 0.00039796 | 0.019787 | 0.0070646 | 0.2478 | 0.25487
0.24505 | 0.088946 | 2.1689 | 0.018721 | 0.068895 | 0.62886 | 0.0061408 | 0.25119 | 0.36221 | 0.68708 | 0.10027 | 0.0003842 | 0.019787 | 0.0070598 | 0.2478 | 0.25486
0.24689 | 0.087112 | 2.144 | 0.018181 | 0.069435 | 0.62397 | 0.0060456 | 0.25293 | 0.35805 | 0.69125 | 0.10045 | 0.00037736 | 0.019787 | 0.0070574 | 0.2478 | 0.25486
0.24785 | 0.086148 | 2.1308 | 0.017899 | 0.069717 | 0.62145 | 0.0059968 | 0.25385 | 0.35585 | 0.69345 | 0.10054 | 0.00037387 | 0.019787 | 0.0070562 | 0.2478 | 0.25486
0.24836 | 0.085642 | 2.1239 | 0.017751 | 0.069865 | 0.62013 | 0.0059715 | 0.25433 | 0.35469 | 0.6946 | 0.10058 | 0.00037207 | 0.019787 | 0.0070555 | 0.2478 | 0.25486
0.24862 | 0.085377 | 2.1203 | 0.017674 | 0.069942 | 0.61945 | 0.0059583 | 0.25458 | 0.35408 | 0.69521 | 0.10061 | 0.00037114 | 0.019787 | 0.0070552 | 0.2478 | 0.25486
0.24876 | 0.085238 | 2.1183 | 0.017633 | 0.069983 | 0.61909 | 0.0059514 | 0.25471 | 0.35376 | 0.69553 | 0.10062 | 0.00037065 | 0.019787 | 0.007055 | 0.2478 | 0.25486
0.24883 | 0.085165 | 2.1173 | 0.017612 | 0.070004 | 0.6189 | 0.0059478 | 0.25478 | 0.3536 | 0.6957 | 0.10062 | 0.00037039 | 0.019787 | 0.007055 | 0.2478 | 0.25486
0.24887 | 0.085127 | 2.1168 | 0.017601 | 0.070015 | 0.6188 | 0.0059459 | 0.25482 | 0.35351 | 0.69579 | 0.10063 | 0.00037026 | 0.019787 | 0.0070549 | 0.2478 | 0.25486
0.24889 | 0.085107 | 2.1165 | 0.017595 | 0.070021 | 0.61875 | 0.0059449 | 0.25484 | 0.35346 | 0.69583 | 0.10063 | 0.00037019 | 0.019787 | 0.0070549 | 0.2478 | 0.25486
0.2489 | 0.085096 | 2.1164 | 0.017592 | 0.070024 | 0.61872 | 0.0059444 | 0.25485 | 0.35344 | 0.69586 | 0.10063 | 0.00037015 | 0.019787 | 0.0070549 | 0.2478 | 0.25486
0.24891 | 0.085091 | 2.1163 | 0.017591 | 0.070025 | 0.61871 | 0.0059441 | 0.25485 | 0.35343 | 0.69587 | 0.10063 | 0.00037013 | 0.019787 | 0.0070549 | 0.2478 | 0.25486
0.24891 | 0.085088 | 2.1163 | 0.01759 | 0.070026 | 0.6187 | 0.005944 | 0.25486 | 0.35342 | 0.69587 | 0.10063 | 0.00037012 | 0.019787 | 0.0070549 | 0.2478 | 0.25486
0.24891 | 0.085087 | 2.1163 | 0.017589 | 0.070027 | 0.6187 | 0.0059439 | 0.25486 | 0.35342 | 0.69588 | 0.10063 | 0.00037012 | 0.019787 | 0.0070549 | 0.2478 | 0.25486
0.24891 | 0.085086 | 2.1163 | 0.017589 | 0.070027 | 0.6187 | 0.0059439 | 0.25486 | 0.35341 | 0.69588 | 0.10063 | 0.00037011 | 0.019787 | 0.0070549 | 0.2478 | 0.25486
0.24891 | 0.085085 | 2.1163 | 0.017589 | 0.070027 | 0.6187 | 0.0059438 | 0.25486 | 0.35341 | 0.69588 | 0.10063 | 0.00037011 | 0.019787 | 0.0070549 | 0.2478 | 0.25486
0.24891 | 0.085085 | 2.1162 | 0.017589 | 0.070027 | 0.61869 | 0.0059438 | 0.25486 | 0.35341 | 0.69588 | 0.10063 | 0.00037011 | 0.019787 | 0.0070549 | 0.2478 | 0.25486
0.24891 | 0.085085 | 2.1162 | 0.017589 | 0.070027 | 0.61869 | 0.0059438 | 0.25486 | 0.35341 | 0.69588 | 0.10063 | 0.00037011 | 0.019787 | 0.0070549 | 0.2478 | 0.25486
0.24892 | 0.085085 | 2.1162 | 0.017589 | 0.070027 | 0.61869 | 0.0059438 | 0.25486 | 0.35341 | 0.69588 | 0.10063 | 0.00037011 | 0.019787 | 0.0070549 | 0.2478 | 0.25486
0.24892 | 0.085085 | 2.1162 | 0.017589 | 0.070027 | 0.61869 | 0.0059438 | 0.25486 | 0.35341 | 0.69588 | 0.10063 | 0.00037011 | 0.019787 | 0.0070549 | 0.2478 | 0.25486
0.24892 | 0.085085 | 2.1162 | 0.017589 | 0.070027 | 0.61869 | 0.0059438 | 0.25486 | 0.35341 | 0.69588 | 0.10063 | 0.00037011 | 0.019787 | 0.0070549 | 0.2478 | 0.25486
0.24892 | 0.085085 | 2.1162 | 0.017589 | 0.070027 | 0.61869 | 0.0059438 | 0.25486 | 0.35341 | 0.69588 | 0.10063 | 0.00037011 | 0.019787 | 0.0070549 | 0.2478 | 0.25486
0.24892 | 0.085085 | 2.1162 | 0.017589 | 0.070027 | 0.61869 | 0.0059438 | 0.25486 | 0.35341 | 0.69588 | 0.10063 | 0.00037011 | 0.019787 | 0.0070549 | 0.2478 | 0.25486
0.24892 | 0.085085 | 2.1162 | 0.017589 | 0.070027 | 0.61869 | 0.0059438 | 0.25486 | 0.35341 | 0.69588 | 0.10063 | 0.00037011 | 0.019787 | 0.0070549 | 0.2478 | 0.25486
0.24892 | 0.085085 | 2.1162 | 0.017589 | 0.070027 | 0.61869 | 0.0059438 | 0.25486 | 0.35341 | 0.69588 | 0.10063 | 0.00037011 | 0.019787 | 0.0070549 | 0.2478 | 0.25486
Segment number |  |  |  |  | 10 | Length | 0.7 |  |  | feet
Est. water depth at upper end of segment | Circ. Seg. Ht. | Central angle | circ. Seg. Area | Flow area | velocity | velocity head | total head | Arc length | Wet. Perim. | Hydraulic Radius | Friction slope | Friction slope | Friction head | Total head | Total head
y2 | h | theta | K | A | V2 | hv2 | H2 | s | Pw | R2 | Sf2 | Sf1 | hf2 | H1 | H2*
(ft) | (ft) | (rad) | (ft^2) | (ft^2) | (ft/s) | (ft) | (ft) | (ft) | (ft) | (ft) | (ft/ft) | (ft/ft) | (ft) | (ft) | (ft)
0.2 | 0.134 | 2.7438 | 0.032858 | 0.054758 | 0.79122 | 0.0097209 | 0.20972 | 0.45821 | 0.59109 | 0.09264 | 0.00067588 | 0.017589 | 0.0063928 | 0.25486 | 0.26125
0.22577 | 0.10823 | 2.4224 | 0.024593 | 0.063023 | 0.68746 | 0.0073384 | 0.2331 | 0.40454 | 0.64475 | 0.097748 | 0.00047501 | 0.017589 | 0.0063225 | 0.25486 | 0.26118
0.2398 | 0.094196 | 2.2394 | 0.020285 | 0.067331 | 0.64347 | 0.0064294 | 0.24623 | 0.37398 | 0.67531 | 0.099703 | 0.00040532 | 0.017589 | 0.0062981 | 0.25486 | 0.26116
0.24727 | 0.086734 | 2.1388 | 0.01807 | 0.069546 | 0.62298 | 0.0060264 | 0.25329 | 0.35719 | 0.69211 | 0.10048 | 0.00037599 | 0.017589 | 0.0062879 | 0.25486 | 0.26115
0.25119 | 0.082807 | 2.0848 | 0.016929 | 0.070687 | 0.61292 | 0.0058333 | 0.25703 | 0.34816 | 0.70113 | 0.10082 | 0.00036233 | 0.017589 | 0.0062831 | 0.25486 | 0.26114
0.25325 | 0.080749 | 2.0561 | 0.016338 | 0.071278 | 0.60783 | 0.005737 | 0.25899 | 0.34338 | 0.70592 | 0.10097 | 0.00035562 | 0.017589 | 0.0062807 | 0.25486 | 0.26114
0.25433 | 0.079673 | 2.0411 | 0.016031 | 0.071585 | 0.60523 | 0.0056879 | 0.26001 | 0.34086 | 0.70844 | 0.10105 | 0.00035223 | 0.017589 | 0.0062796 | 0.25486 | 0.26114
0.25489 | 0.079111 | 2.0332 | 0.015871 | 0.071745 | 0.60388 | 0.0056626 | 0.26055 | 0.33954 | 0.70976 | 0.10108 | 0.00035049 | 0.017589 | 0.006279 | 0.25486 | 0.26114
0.25518 | 0.078818 | 2.029 | 0.015788 | 0.071828 | 0.60318 | 0.0056495 | 0.26083 | 0.33885 | 0.71045 | 0.1011 | 0.00034959 | 0.017589 | 0.0062786 | 0.25486 | 0.26114
0.25534 | 0.078665 | 2.0269 | 0.015744 | 0.071872 | 0.60282 | 0.0056426 | 0.26098 | 0.33849 | 0.71081 | 0.10111 | 0.00034913 | 0.017589 | 0.0062785 | 0.25486 | 0.26114
0.25541 | 0.078585 | 2.0257 | 0.015722 | 0.071894 | 0.60263 | 0.0056391 | 0.26105 | 0.3383 | 0.711 | 0.10112 | 0.00034888 | 0.017589 | 0.0062784 | 0.25486 | 0.26114
0.25546 | 0.078543 | 2.0251 | 0.01571 | 0.071906 | 0.60253 | 0.0056372 | 0.26109 | 0.3382 | 0.71109 | 0.10112 | 0.00034876 | 0.017589 | 0.0062783 | 0.25486 | 0.26114
0.25548 | 0.078522 | 2.0248 | 0.015704 | 0.071912 | 0.60248 | 0.0056363 | 0.26111 | 0.33815 | 0.71115 | 0.10112 | 0.00034869 | 0.017589 | 0.0062783 | 0.25486 | 0.26114
0.25549 | 0.07851 | 2.0247 | 0.015701 | 0.071916 | 0.60245 | 0.0056358 | 0.26113 | 0.33812 | 0.71117 | 0.10112 | 0.00034866 | 0.017589 | 0.0062783 | 0.25486 | 0.26114
0.2555 | 0.078504 | 2.0246 | 0.015699 | 0.071917 | 0.60243 | 0.0056355 | 0.26113 | 0.33811 | 0.71119 | 0.10112 | 0.00034864 | 0.017589 | 0.0062783 | 0.25486 | 0.26114
0.2555 | 0.078501 | 2.0246 | 0.015698 | 0.071918 | 0.60243 | 0.0056354 | 0.26113 | 0.3381 | 0.71119 | 0.10112 | 0.00034863 | 0.017589 | 0.0062783 | 0.25486 | 0.26114
0.2555 | 0.0785 | 2.0245 | 0.015698 | 0.071919 | 0.60242 | 0.0056353 | 0.26114 | 0.3381 | 0.7112 | 0.10112 | 0.00034862 | 0.017589 | 0.0062783 | 0.25486 | 0.26114
0.2555 | 0.078499 | 2.0245 | 0.015697 | 0.071919 | 0.60242 | 0.0056353 | 0.26114 | 0.33809 | 0.7112 | 0.10112 | 0.00034862 | 0.017589 | 0.0062783 | 0.25486 | 0.26114
0.2555 | 0.078499 | 2.0245 | 0.015697 | 0.071919 | 0.60242 | 0.0056352 | 0.26114 | 0.33809 | 0.7112 | 0.10112 | 0.00034862 | 0.017589 | 0.0062783 | 0.25486 | 0.26114
0.2555 | 0.078498 | 2.0245 | 0.015697 | 0.071919 | 0.60242 | 0.0056352 | 0.26114 | 0.33809 | 0.7112 | 0.10112 | 0.00034862 | 0.017589 | 0.0062783 | 0.25486 | 0.26114
0.2555 | 0.078498 | 2.0245 | 0.015697 | 0.071919 | 0.60242 | 0.0056352 | 0.26114 | 0.33809 | 0.7112 | 0.10112 | 0.00034862 | 0.017589 | 0.0062783 | 0.25486 | 0.26114
0.2555 | 0.078498 | 2.0245 | 0.015697 | 0.071919 | 0.60242 | 0.0056352 | 0.26114 | 0.33809 | 0.7112 | 0.10112 | 0.00034862 | 0.017589 | 0.0062783 | 0.25486 | 0.26114
0.2555 | 0.078498 | 2.0245 | 0.015697 | 0.071919 | 0.60242 | 0.0056352 | 0.26114 | 0.33809 | 0.7112 | 0.10112 | 0.00034862 | 0.017589 | 0.0062783 | 0.25486 | 0.26114
0.2555 | 0.078498 | 2.0245 | 0.015697 | 0.071919 | 0.60242 | 0.0056352 | 0.26114 | 0.33809 | 0.7112 | 0.10112 | 0.00034862 | 0.017589 | 0.0062783 | 0.25486 | 0.26114
0.2555 | 0.078498 | 2.0245 | 0.015697 | 0.071919 | 0.60242 | 0.0056352 | 0.26114 | 0.33809 | 0.7112 | 0.10112 | 0.00034862 | 0.017589 | 0.0062783 | 0.25486 | 0.26114
0.2555 | 0.078498 | 2.0245 | 0.015697 | 0.071919 | 0.60242 | 0.0056352 | 0.26114 | 0.33809 | 0.7112 | 0.10112 | 0.00034862 | 0.017589 | 0.0062783 | 0.25486 | 0.26114
0.2555 | 0.078498 | 2.0245 | 0.015697 | 0.071919 | 0.60242 | 0.0056352 | 0.26114 | 0.33809 | 0.7112 | 0.10112 | 0.00034862 | 0.017589 | 0.0062783 | 0.25486 | 0.26114
0.2555 | 0.078498 | 2.0245 | 0.015697 | 0.071919 | 0.60242 | 0.0056352 | 0.26114 | 0.33809 | 0.7112 | 0.10112 | 0.00034862 | 0.017589 | 0.0062783 | 0.25486 | 0.26114
Segment number |  |  |  |  | 11 | Length | 0.7 |  |  | feet
Est. water depth at upper end of segment | Circ. Seg. Ht. | Central angle | circ. Seg. Area | Flow area | velocity | velocity head | total head | Arc length | Wet. Perim. | Hydraulic Radius | Friction slope | Friction slope | Friction head | Total head | Total head
y2 | h | theta | K | A | V2 | hv2 | H2 | s | Pw | R2 | Sf2 | Sf1 | hf2 | H1 | H2*
(ft) | (ft) | (rad) | (ft^2) | (ft^2) | (ft/s) | (ft) | (ft) | (ft) | (ft) | (ft) | (ft/ft) | (ft/ft) | (ft) | (ft) | (ft)
0.2 | 0.134 | 2.7438 | 0.032858 | 0.054758 | 0.79122 | 0.0097209 | 0.20972 | 0.45821 | 0.59109 | 0.09264 | 0.00067588 | 0.015698 | 0.0057307 | 0.26114 | 0.26687
0.22857 | 0.10543 | 2.3864 | 0.023718 | 0.063898 | 0.67804 | 0.0071389 | 0.23571 | 0.39852 | 0.65077 | 0.098188 | 0.00045933 | 0.015698 | 0.0056549 | 0.26114 | 0.26679
0.24411 | 0.089887 | 2.1816 | 0.018999 | 0.068617 | 0.63141 | 0.0061907 | 0.2503 | 0.36433 | 0.68496 | 0.10018 | 0.00038781 | 0.015698 | 0.0056299 | 0.26114 | 0.26677
0.25234 | 0.081655 | 2.0688 | 0.016597 | 0.071019 | 0.61006 | 0.005779 | 0.25812 | 0.34549 | 0.70381 | 0.10091 | 0.00035854 | 0.015698 | 0.0056196 | 0.26114 | 0.26676
0.25666 | 0.077339 | 2.0081 | 0.015369 | 0.072247 | 0.59969 | 0.0055842 | 0.26225 | 0.33535 | 0.71394 | 0.10119 | 0.00034514 | 0.015698 | 0.0056149 | 0.26114 | 0.26675
0.25891 | 0.075085 | 1.9759 | 0.014738 | 0.072878 | 0.59449 | 0.0054879 | 0.2644 | 0.32998 | 0.71931 | 0.10132 | 0.00033864 | 0.015698 | 0.0056126 | 0.26114 | 0.26675
0.26009 | 0.073912 | 1.9591 | 0.014411 | 0.073205 | 0.59184 | 0.005439 | 0.26553 | 0.32716 | 0.72213 | 0.10137 | 0.00033538 | 0.015698 | 0.0056115 | 0.26114 | 0.26675
0.2607 | 0.073301 | 1.9502 | 0.014242 | 0.073374 | 0.59048 | 0.005414 | 0.26611 | 0.32569 | 0.72361 | 0.1014 | 0.00033371 | 0.015698 | 0.0056109 | 0.26114 | 0.26675
0.26102 | 0.072983 | 1.9456 | 0.014155 | 0.073461 | 0.58977 | 0.0054011 | 0.26642 | 0.32492 | 0.72437 | 0.10141 | 0.00033286 | 0.015698 | 0.0056106 | 0.26114 | 0.26675
0.26118 | 0.072818 | 1.9432 | 0.014109 | 0.073507 | 0.58941 | 0.0053944 | 0.26658 | 0.32452 | 0.72477 | 0.10142 | 0.00033242 | 0.015698 | 0.0056105 | 0.26114 | 0.26675
0.26127 | 0.072733 | 1.942 | 0.014085 | 0.073531 | 0.58922 | 0.0053909 | 0.26666 | 0.32431 | 0.72498 | 0.10142 | 0.00033219 | 0.015698 | 0.0056104 | 0.26114 | 0.26675
0.26131 | 0.072688 | 1.9413 | 0.014073 | 0.073543 | 0.58912 | 0.0053891 | 0.2667 | 0.32421 | 0.72509 | 0.10143 | 0.00033207 | 0.015698 | 0.0056103 | 0.26114 | 0.26675
0.26134 | 0.072665 | 1.941 | 0.014067 | 0.073549 | 0.58907 | 0.0053882 | 0.26672 | 0.32415 | 0.72515 | 0.10143 | 0.00033201 | 0.015698 | 0.0056103 | 0.26114 | 0.26675
0.26135 | 0.072653 | 1.9408 | 0.014063 | 0.073553 | 0.58904 | 0.0053877 | 0.26673 | 0.32412 | 0.72517 | 0.10143 | 0.00033197 | 0.015698 | 0.0056103 | 0.26114 | 0.26675
0.26135 | 0.072646 | 1.9407 | 0.014062 | 0.073554 | 0.58903 | 0.0053874 | 0.26674 | 0.3241 | 0.72519 | 0.10143 | 0.00033196 | 0.015698 | 0.0056103 | 0.26114 | 0.26675
0.26136 | 0.072643 | 1.9407 | 0.014061 | 0.073555 | 0.58902 | 0.0053873 | 0.26674 | 0.3241 | 0.7252 | 0.10143 | 0.00033195 | 0.015698 | 0.0056103 | 0.26114 | 0.26675
0.26136 | 0.072641 | 1.9407 | 0.01406 | 0.073556 | 0.58901 | 0.0053872 | 0.26675 | 0.32409 | 0.7252 | 0.10143 | 0.00033194 | 0.015698 | 0.0056103 | 0.26114 | 0.26675
0.26136 | 0.072641 | 1.9407 | 0.01406 | 0.073556 | 0.58901 | 0.0053872 | 0.26675 | 0.32409 | 0.7252 | 0.10143 | 0.00033194 | 0.015698 | 0.0056103 | 0.26114 | 0.26675
0.26136 | 0.07264 | 1.9407 | 0.01406 | 0.073556 | 0.58901 | 0.0053872 | 0.26675 | 0.32409 | 0.7252 | 0.10143 | 0.00033194 | 0.015698 | 0.0056103 | 0.26114 | 0.26675
0.26136 | 0.07264 | 1.9407 | 0.01406 | 0.073556 | 0.58901 | 0.0053872 | 0.26675 | 0.32409 | 0.72521 | 0.10143 | 0.00033194 | 0.015698 | 0.0056103 | 0.26114 | 0.26675
0.26136 | 0.07264 | 1.9407 | 0.01406 | 0.073556 | 0.58901 | 0.0053872 | 0.26675 | 0.32409 | 0.72521 | 0.10143 | 0.00033194 | 0.015698 | 0.0056103 | 0.26114 | 0.26675
0.26136 | 0.07264 | 1.9406 | 0.01406 | 0.073556 | 0.58901 | 0.0053872 | 0.26675 | 0.32409 | 0.72521 | 0.10143 | 0.00033194 | 0.015698 | 0.0056103 | 0.26114 | 0.26675
0.26136 | 0.07264 | 1.9406 | 0.01406 | 0.073556 | 0.58901 | 0.0053872 | 0.26675 | 0.32409 | 0.72521 | 0.10143 | 0.00033194 | 0.015698 | 0.0056103 | 0.26114 | 0.26675
0.26136 | 0.07264 | 1.9406 | 0.01406 | 0.073556 | 0.58901 | 0.0053872 | 0.26675 | 0.32409 | 0.72521 | 0.10143 | 0.00033194 | 0.015698 | 0.0056103 | 0.26114 | 0.26675
0.26136 | 0.07264 | 1.9406 | 0.01406 | 0.073556 | 0.58901 | 0.0053872 | 0.26675 | 0.32409 | 0.72521 | 0.10143 | 0.00033194 | 0.015698 | 0.0056103 | 0.26114 | 0.26675
0.26136 | 0.07264 | 1.9406 | 0.01406 | 0.073556 | 0.58901 | 0.0053872 | 0.26675 | 0.32409 | 0.72521 | 0.10143 | 0.00033194 | 0.015698 | 0.0056103 | 0.26114 | 0.26675
0.26136 | 0.07264 | 1.9406 | 0.01406 | 0.073556 | 0.58901 | 0.0053872 | 0.26675 | 0.32409 | 0.72521 | 0.10143 | 0.00033194 | 0.015698 | 0.0056103 | 0.26114 | 0.26675
0.26136 | 0.07264 | 1.9406 | 0.01406 | 0.073556 | 0.58901 | 0.0053872 | 0.26675 | 0.32409 | 0.72521 | 0.10143 | 0.00033194 | 0.015698 | 0.0056103 | 0.26114 | 0.26675
Segment number |  |  |  |  | 12 | Length | 0.7 |  |  | feet
Est. water depth at upper end of segment | Circ. Seg. Ht. | Central angle | circ. Seg. Area | Flow area | velocity | velocity head | total head | Arc length | Wet. Perim. | Hydraulic Radius | Friction slope | Friction slope | Friction head | Total head | Total head
y2 | h | theta | K | A | V2 | hv2 | H2 | s | Pw | R2 | Sf2 | Sf1 | hf2 | H1 | H2*
(ft) | (ft) | (rad) | (ft^2) | (ft^2) | (ft/s) | (ft) | (ft) | (ft) | (ft) | (ft) | (ft/ft) | (ft/ft) | (ft) | (ft) | (ft)
0.2 | 0.134 | 2.7438 | 0.032858 | 0.054758 | 0.79122 | 0.0097209 | 0.20972 | 0.45821 | 0.59109 | 0.09264 | 0.00067588 | 0.01406 | 0.0051577 | 0.26675 | 0.27191
0.23109 | 0.10291 | 2.3538 | 0.022939 | 0.064677 | 0.66987 | 0.0069678 | 0.23806 | 0.39309 | 0.65621 | 0.098562 | 0.00044606 | 0.01406 | 0.0050772 | 0.26675 | 0.27182
0.24797 | 0.086025 | 2.1291 | 0.017863 | 0.069753 | 0.62113 | 0.0059907 | 0.25397 | 0.35557 | 0.69373 | 0.10055 | 0.00037344 | 0.01406 | 0.0050518 | 0.26675 | 0.2718
0.25689 | 0.077108 | 2.0048 | 0.015305 | 0.072311 | 0.59915 | 0.0055742 | 0.26247 | 0.3348 | 0.71449 | 0.10121 | 0.00034447 | 0.01406 | 0.0050417 | 0.26675 | 0.27179
0.26155 | 0.072447 | 1.9378 | 0.014007 | 0.073609 | 0.58859 | 0.0053794 | 0.26693 | 0.32362 | 0.72567 | 0.10144 | 0.00033143 | 0.01406 | 0.0050371 | 0.26675 | 0.27178
0.26398 | 0.070021 | 1.9024 | 0.013343 | 0.074273 | 0.58332 | 0.0052837 | 0.26926 | 0.3177 | 0.7316 | 0.10152 | 0.00032516 | 0.01406 | 0.0050349 | 0.26675 | 0.27178
0.26524 | 0.068761 | 1.8838 | 0.013001 | 0.074615 | 0.58066 | 0.0052354 | 0.27047 | 0.31459 | 0.7347 | 0.10156 | 0.00032204 | 0.01406 | 0.0050338 | 0.26675 | 0.27178
0.26589 | 0.068108 | 1.8741 | 0.012825 | 0.074791 | 0.57929 | 0.0052108 | 0.2711 | 0.31297 | 0.73632 | 0.10157 | 0.00032046 | 0.01406 | 0.0050333 | 0.26675 | 0.27178
0.26623 | 0.067769 | 1.8691 | 0.012734 | 0.074882 | 0.57858 | 0.0051981 | 0.27143 | 0.31213 | 0.73716 | 0.10158 | 0.00031965 | 0.01406 | 0.005033 | 0.26675 | 0.27178
0.26641 | 0.067593 | 1.8664 | 0.012687 | 0.074929 | 0.57822 | 0.0051916 | 0.2716 | 0.3117 | 0.7376 | 0.10159 | 0.00031923 | 0.01406 | 0.0050328 | 0.26675 | 0.27178
0.2665 | 0.067502 | 1.8651 | 0.012663 | 0.074953 | 0.57803 | 0.0051882 | 0.27169 | 0.31147 | 0.73783 | 0.10159 | 0.00031901 | 0.01406 | 0.0050328 | 0.26675 | 0.27178
0.26654 | 0.067455 | 1.8644 | 0.01265 | 0.074966 | 0.57793 | 0.0051864 | 0.27173 | 0.31135 | 0.73794 | 0.10159 | 0.0003189 | 0.01406 | 0.0050327 | 0.26675 | 0.27178
0.26657 | 0.067431 | 1.864 | 0.012643 | 0.074973 | 0.57788 | 0.0051855 | 0.27175 | 0.31129 | 0.738 | 0.10159 | 0.00031884 | 0.01406 | 0.0050327 | 0.26675 | 0.27178
0.26658 | 0.067418 | 1.8638 | 0.01264 | 0.074976 | 0.57786 | 0.0051851 | 0.27177 | 0.31126 | 0.73804 | 0.10159 | 0.00031881 | 0.01406 | 0.0050327 | 0.26675 | 0.27178
0.26659 | 0.067411 | 1.8637 | 0.012638 | 0.074978 | 0.57784 | 0.0051848 | 0.27177 | 0.31124 | 0.73805 | 0.10159 | 0.0003188 | 0.01406 | 0.0050327 | 0.26675 | 0.27178
0.26659 | 0.067408 | 1.8637 | 0.012637 | 0.074979 | 0.57784 | 0.0051847 | 0.27178 | 0.31123 | 0.73806 | 0.10159 | 0.00031879 | 0.01406 | 0.0050327 | 0.26675 | 0.27178
0.26659 | 0.067406 | 1.8637 | 0.012637 | 0.074979 | 0.57783 | 0.0051846 | 0.27178 | 0.31123 | 0.73806 | 0.10159 | 0.00031879 | 0.01406 | 0.0050327 | 0.26675 | 0.27178
0.26659 | 0.067405 | 1.8636 | 0.012637 | 0.074979 | 0.57783 | 0.0051846 | 0.27178 | 0.31123 | 0.73807 | 0.10159 | 0.00031878 | 0.01406 | 0.0050327 | 0.26675 | 0.27178
0.2666 | 0.067405 | 1.8636 | 0.012637 | 0.07498 | 0.57783 | 0.0051846 | 0.27178 | 0.31123 | 0.73807 | 0.10159 | 0.00031878 | 0.01406 | 0.0050327 | 0.26675 | 0.27178
0.2666 | 0.067405 | 1.8636 | 0.012636 | 0.07498 | 0.57783 | 0.0051846 | 0.27178 | 0.31123 | 0.73807 | 0.10159 | 0.00031878 | 0.01406 | 0.0050327 | 0.26675 | 0.27178
0.2666 | 0.067405 | 1.8636 | 0.012636 | 0.07498 | 0.57783 | 0.0051846 | 0.27178 | 0.31123 | 0.73807 | 0.10159 | 0.00031878 | 0.01406 | 0.0050327 | 0.26675 | 0.27178
0.2666 | 0.067404 | 1.8636 | 0.012636 | 0.07498 | 0.57783 | 0.0051846 | 0.27178 | 0.31123 | 0.73807 | 0.10159 | 0.00031878 | 0.01406 | 0.0050327 | 0.26675 | 0.27178
0.2666 | 0.067404 | 1.8636 | 0.012636 | 0.07498 | 0.57783 | 0.0051846 | 0.27178 | 0.31123 | 0.73807 | 0.10159 | 0.00031878 | 0.01406 | 0.0050327 | 0.26675 | 0.27178
0.2666 | 0.067404 | 1.8636 | 0.012636 | 0.07498 | 0.57783 | 0.0051846 | 0.27178 | 0.31123 | 0.73807 | 0.10159 | 0.00031878 | 0.01406 | 0.0050327 | 0.26675 | 0.27178
0.2666 | 0.067404 | 1.8636 | 0.012636 | 0.07498 | 0.57783 | 0.0051846 | 0.27178 | 0.31123 | 0.73807 | 0.10159 | 0.00031878 | 0.01406 | 0.0050327 | 0.26675 | 0.27178
0.2666 | 0.067404 | 1.8636 | 0.012636 | 0.07498 | 0.57783 | 0.0051846 | 0.27178 | 0.31123 | 0.73807 | 0.10159 | 0.00031878 | 0.01406 | 0.0050327 | 0.26675 | 0.27178
0.2666 | 0.067404 | 1.8636 | 0.012636 | 0.07498 | 0.57783 | 0.0051846 | 0.27178 | 0.31123 | 0.73807 | 0.10159 | 0.00031878 | 0.01406 | 0.0050327 | 0.26675 | 0.27178
Segment number |  |  |  |  | 13 | Length | 0.7 |  |  | feet
Est. water depth at upper end of segment | Circ. Seg. Ht. | Central angle | circ. Seg. Area | Flow area | velocity | velocity head | total head | Arc length | Wet. Perim. | Hydraulic Radius | Friction slope | Friction slope | Friction head | Total head | Total head
y2 | h | theta | K | A | V2 | hv2 | H2 | s | Pw | R2 | Sf2 | Sf1 | hf2 | H1 | H2*
(ft) | (ft) | (rad) | (ft^2) | (ft^2) | (ft/s) | (ft) | (ft) | (ft) | (ft) | (ft) | (ft/ft) | (ft/ft) | (ft) | (ft) | (ft)
0.2 | 0.134 | 2.7438 | 0.032858 | 0.054758 | 0.79122 | 0.0097209 | 0.20972 | 0.45821 | 0.59109 | 0.09264 | 0.00067588 | 0.012637 | 0.0046596 | 0.27178 | 0.27644
0.23336 | 0.10064 | 2.3243 | 0.022242 | 0.065374 | 0.66273 | 0.00682 | 0.24018 | 0.38816 | 0.66113 | 0.098882 | 0.00043471 | 0.012637 | 0.0045752 | 0.27178 | 0.27636
0.25145 | 0.082553 | 2.0813 | 0.016855 | 0.070761 | 0.61228 | 0.0058213 | 0.25727 | 0.34757 | 0.70172 | 0.10084 | 0.00036148 | 0.012637 | 0.0045496 | 0.27178 | 0.27633
0.26098 | 0.073022 | 1.9462 | 0.014165 | 0.073451 | 0.58986 | 0.0054026 | 0.26638 | 0.32501 | 0.72428 | 0.10141 | 0.00033296 | 0.012637 | 0.0045396 | 0.27178 | 0.27632
0.26595 | 0.068052 | 1.8733 | 0.01281 | 0.074806 | 0.57917 | 0.0052087 | 0.27116 | 0.31284 | 0.73646 | 0.10157 | 0.00032033 | 0.012637 | 0.0045352 | 0.27178 | 0.27632
0.26853 | 0.065473 | 1.8346 | 0.012121 | 0.075495 | 0.57389 | 0.0051141 | 0.27364 | 0.30639 | 0.74291 | 0.10162 | 0.00031432 | 0.012637 | 0.0045331 | 0.27178 | 0.27631
0.26986 | 0.064137 | 1.8144 | 0.011768 | 0.075848 | 0.57122 | 0.0050666 | 0.27493 | 0.30301 | 0.74629 | 0.10163 | 0.00031135 | 0.012637 | 0.004532 | 0.27178 | 0.27631
0.27055 | 0.063446 | 1.8039 | 0.011587 | 0.076029 | 0.56985 | 0.0050424 | 0.2756 | 0.30125 | 0.74805 | 0.10164 | 0.00030985 | 0.012637 | 0.0045315 | 0.27178 | 0.27631
0.27091 | 0.063088 | 1.7984 | 0.011493 | 0.076123 | 0.56915 | 0.00503 | 0.27594 | 0.30034 | 0.74896 | 0.10164 | 0.00030908 | 0.012637 | 0.0045313 | 0.27178 | 0.27631
0.2711 | 0.062903 | 1.7956 | 0.011445 | 0.076171 | 0.56879 | 0.0050237 | 0.27612 | 0.29986 | 0.74943 | 0.10164 | 0.00030869 | 0.012637 | 0.0045311 | 0.27178 | 0.27631
0.27119 | 0.062808 | 1.7941 | 0.01142 | 0.076196 | 0.56861 | 0.0050204 | 0.27621 | 0.29962 | 0.74967 | 0.10164 | 0.00030848 | 0.012637 | 0.004531 | 0.27178 | 0.27631
0.27124 | 0.062759 | 1.7934 | 0.011407 | 0.076209 | 0.56851 | 0.0050187 | 0.27626 | 0.29949 | 0.7498 | 0.10164 | 0.00030838 | 0.012637 | 0.004531 | 0.27178 | 0.27631
0.27127 | 0.062733 | 1.793 | 0.011401 | 0.076215 | 0.56846 | 0.0050178 | 0.27628 | 0.29943 | 0.74987 | 0.10164 | 0.00030833 | 0.012637 | 0.004531 | 0.27178 | 0.27631
0.27128 | 0.06272 | 1.7928 | 0.011397 | 0.076219 | 0.56843 | 0.0050173 | 0.2763 | 0.29939 | 0.7499 | 0.10164 | 0.0003083 | 0.012637 | 0.004531 | 0.27178 | 0.27631
0.27129 | 0.062713 | 1.7927 | 0.011395 | 0.076221 | 0.56842 | 0.0050171 | 0.2763 | 0.29938 | 0.74992 | 0.10164 | 0.00030828 | 0.012637 | 0.004531 | 0.27178 | 0.27631
0.27129 | 0.062709 | 1.7926 | 0.011394 | 0.076222 | 0.56841 | 0.005017 | 0.27631 | 0.29937 | 0.74993 | 0.10164 | 0.00030828 | 0.012637 | 0.004531 | 0.27178 | 0.27631
0.27129 | 0.062708 | 1.7926 | 0.011394 | 0.076222 | 0.56841 | 0.0050169 | 0.27631 | 0.29936 | 0.74993 | 0.10164 | 0.00030827 | 0.012637 | 0.004531 | 0.27178 | 0.27631
0.27129 | 0.062707 | 1.7926 | 0.011394 | 0.076222 | 0.56841 | 0.0050169 | 0.27631 | 0.29936 | 0.74993 | 0.10164 | 0.00030827 | 0.012637 | 0.004531 | 0.27178 | 0.27631
0.27129 | 0.062706 | 1.7926 | 0.011394 | 0.076222 | 0.56841 | 0.0050169 | 0.27631 | 0.29936 | 0.74993 | 0.10164 | 0.00030827 | 0.012637 | 0.004531 | 0.27178 | 0.27631
0.27129 | 0.062706 | 1.7926 | 0.011394 | 0.076223 | 0.56841 | 0.0050169 | 0.27631 | 0.29936 | 0.74993 | 0.10164 | 0.00030827 | 0.012637 | 0.004531 | 0.27178 | 0.27631
0.27129 | 0.062706 | 1.7926 | 0.011394 | 0.076223 | 0.56841 | 0.0050169 | 0.27631 | 0.29936 | 0.74994 | 0.10164 | 0.00030827 | 0.012637 | 0.004531 | 0.27178 | 0.27631
0.27129 | 0.062706 | 1.7926 | 0.011393 | 0.076223 | 0.56841 | 0.0050169 | 0.27631 | 0.29936 | 0.74994 | 0.10164 | 0.00030827 | 0.012637 | 0.004531 | 0.27178 | 0.27631
0.27129 | 0.062706 | 1.7926 | 0.011393 | 0.076223 | 0.56841 | 0.0050169 | 0.27631 | 0.29936 | 0.74994 | 0.10164 | 0.00030827 | 0.012637 | 0.004531 | 0.27178 | 0.27631
0.27129 | 0.062706 | 1.7926 | 0.011393 | 0.076223 | 0.56841 | 0.0050169 | 0.27631 | 0.29936 | 0.74994 | 0.10164 | 0.00030827 | 0.012637 | 0.004531 | 0.27178 | 0.27631
0.27129 | 0.062706 | 1.7926 | 0.011393 | 0.076223 | 0.56841 | 0.0050169 | 0.27631 | 0.29936 | 0.74994 | 0.10164 | 0.00030827 | 0.012637 | 0.004531 | 0.27178 | 0.27631
0.27129 | 0.062706 | 1.7926 | 0.011393 | 0.076223 | 0.56841 | 0.0050169 | 0.27631 | 0.29936 | 0.74994 | 0.10164 | 0.00030827 | 0.012637 | 0.004531 | 0.27178 | 0.27631
0.27129 | 0.062706 | 1.7926 | 0.011393 | 0.076223 | 0.56841 | 0.0050169 | 0.27631 | 0.29936 | 0.74994 | 0.10164 | 0.00030827 | 0.012637 | 0.004531 | 0.27178 | 0.27631
0.27129 | 0.062706 | 1.7926 | 0.011393 | 0.076223 | 0.56841 | 0.0050169 | 0.27631 | 0.29936 | 0.74994 | 0.10164 | 0.00030827 | 0.012637 | 0.004531 | 0.27178 | 0.27631
Segment number |  |  |  |  | 14 | Length | 0.7 |  |  | feet
Est. water depth at upper end of segment | Circ. Seg. Ht. | Central angle | circ. Seg. Area | Flow area | velocity | velocity head | total head | Arc length | Wet. Perim. | Hydraulic Radius | Friction slope | Friction slope | Friction head | Total head | Total head
y2 | h | theta | K | A | V2 | hv2 | H2 | s | Pw | R2 | Sf2 | Sf1 | hf2 | H1 | H2*
(ft) | (ft) | (rad) | (ft^2) | (ft^2) | (ft/s) | (ft) | (ft) | (ft) | (ft) | (ft) | (ft/ft) | (ft/ft) | (ft) | (ft) | (ft)
0.2 | 0.134 | 2.7438 | 0.032858 | 0.054758 | 0.79122 | 0.0097209 | 0.20972 | 0.45821 | 0.59109 | 0.09264 | 0.00067588 | 0.011394 | 0.0042245 | 0.27631 | 0.28054
0.23541 | 0.098593 | 2.2975 | 0.021616 | 0.066 | 0.65644 | 0.0066913 | 0.2421 | 0.38368 | 0.66561 | 0.099157 | 0.00042493 | 0.011394 | 0.0041366 | 0.27631 | 0.28045
0.25458 | 0.079418 | 2.0375 | 0.015958 | 0.071658 | 0.60461 | 0.0056764 | 0.26026 | 0.34026 | 0.70904 | 0.10106 | 0.00035144 | 0.011394 | 0.0041109 | 0.27631 | 0.28042
0.26466 | 0.069336 | 1.8923 | 0.013157 | 0.074459 | 0.58187 | 0.0052573 | 0.26992 | 0.31601 | 0.73328 | 0.10154 | 0.00032345 | 0.011394 | 0.0041011 | 0.27631 | 0.28041
0.26991 | 0.064091 | 1.8137 | 0.011756 | 0.07586 | 0.57112 | 0.005065 | 0.27497 | 0.30289 | 0.7464 | 0.10163 | 0.00031124 | 0.011394 | 0.0040968 | 0.27631 | 0.28041
0.27263 | 0.061374 | 1.7721 | 0.011047 | 0.076569 | 0.56584 | 0.0049716 | 0.2776 | 0.29593 | 0.75336 | 0.10164 | 0.0003055 | 0.011394 | 0.0040948 | 0.27631 | 0.28041
0.27403 | 0.05997 | 1.7503 | 0.010686 | 0.07693 | 0.56318 | 0.004925 | 0.27896 | 0.29229 | 0.757 | 0.10162 | 0.00030268 | 0.011394 | 0.0040938 | 0.27631 | 0.2804
0.27476 | 0.059245 | 1.7389 | 0.0105 | 0.077116 | 0.56182 | 0.0049013 | 0.27966 | 0.2904 | 0.7589 | 0.10162 | 0.00030126 | 0.011394 | 0.0040933 | 0.27631 | 0.2804
0.27513 | 0.058871 | 1.733 | 0.010405 | 0.077211 | 0.56113 | 0.0048892 | 0.28002 | 0.28942 | 0.75988 | 0.10161 | 0.00030054 | 0.011394 | 0.0040931 | 0.27631 | 0.2804
0.27532 | 0.058678 | 1.73 | 0.010356 | 0.07726 | 0.56077 | 0.004883 | 0.28021 | 0.28891 | 0.76038 | 0.10161 | 0.00030017 | 0.011394 | 0.004093 | 0.27631 | 0.2804
0.27542 | 0.058578 | 1.7284 | 0.010331 | 0.077285 | 0.56059 | 0.0048798 | 0.2803 | 0.28865 | 0.76064 | 0.10161 | 0.00029998 | 0.011394 | 0.0040929 | 0.27631 | 0.2804
0.27547 | 0.058527 | 1.7276 | 0.010318 | 0.077298 | 0.5605 | 0.0048782 | 0.28035 | 0.28852 | 0.76078 | 0.1016 | 0.00029988 | 0.011394 | 0.0040929 | 0.27631 | 0.2804
0.2755 | 0.058501 | 1.7272 | 0.010311 | 0.077305 | 0.56045 | 0.0048773 | 0.28038 | 0.28845 | 0.76085 | 0.1016 | 0.00029983 | 0.011394 | 0.0040928 | 0.27631 | 0.2804
0.27551 | 0.058487 | 1.727 | 0.010308 | 0.077309 | 0.56042 | 0.0048769 | 0.28039 | 0.28841 | 0.76088 | 0.1016 | 0.00029981 | 0.011394 | 0.0040928 | 0.27631 | 0.2804
0.27552 | 0.05848 | 1.7269 | 0.010306 | 0.07731 | 0.56041 | 0.0048767 | 0.2804 | 0.28839 | 0.7609 | 0.1016 | 0.00029979 | 0.011394 | 0.0040928 | 0.27631 | 0.2804
0.27552 | 0.058476 | 1.7268 | 0.010305 | 0.077311 | 0.5604 | 0.0048766 | 0.2804 | 0.28838 | 0.76091 | 0.1016 | 0.00029979 | 0.011394 | 0.0040928 | 0.27631 | 0.2804
0.27553 | 0.058474 | 1.7268 | 0.010304 | 0.077312 | 0.5604 | 0.0048765 | 0.2804 | 0.28838 | 0.76092 | 0.1016 | 0.00029978 | 0.011394 | 0.0040928 | 0.27631 | 0.2804
0.27553 | 0.058474 | 1.7268 | 0.010304 | 0.077312 | 0.5604 | 0.0048765 | 0.2804 | 0.28837 | 0.76092 | 0.1016 | 0.00029978 | 0.011394 | 0.0040928 | 0.27631 | 0.2804
0.27553 | 0.058473 | 1.7268 | 0.010304 | 0.077312 | 0.5604 | 0.0048765 | 0.2804 | 0.28837 | 0.76092 | 0.1016 | 0.00029978 | 0.011394 | 0.0040928 | 0.27631 | 0.2804
0.27553 | 0.058473 | 1.7268 | 0.010304 | 0.077312 | 0.5604 | 0.0048765 | 0.2804 | 0.28837 | 0.76092 | 0.1016 | 0.00029978 | 0.011394 | 0.0040928 | 0.27631 | 0.2804
0.27553 | 0.058473 | 1.7268 | 0.010304 | 0.077312 | 0.5604 | 0.0048764 | 0.2804 | 0.28837 | 0.76092 | 0.1016 | 0.00029978 | 0.011394 | 0.0040928 | 0.27631 | 0.2804
0.27553 | 0.058473 | 1.7268 | 0.010304 | 0.077312 | 0.5604 | 0.0048764 | 0.2804 | 0.28837 | 0.76092 | 0.1016 | 0.00029978 | 0.011394 | 0.0040928 | 0.27631 | 0.2804
0.27553 | 0.058473 | 1.7268 | 0.010304 | 0.077312 | 0.5604 | 0.0048764 | 0.2804 | 0.28837 | 0.76092 | 0.1016 | 0.00029978 | 0.011394 | 0.0040928 | 0.27631 | 0.2804
0.27553 | 0.058473 | 1.7268 | 0.010304 | 0.077312 | 0.5604 | 0.0048764 | 0.2804 | 0.28837 | 0.76092 | 0.1016 | 0.00029978 | 0.011394 | 0.0040928 | 0.27631 | 0.2804
0.27553 | 0.058472 | 1.7268 | 0.010304 | 0.077312 | 0.5604 | 0.0048764 | 0.2804 | 0.28837 | 0.76092 | 0.1016 | 0.00029978 | 0.011394 | 0.0040928 | 0.27631 | 0.2804
0.27553 | 0.058472 | 1.7268 | 0.010304 | 0.077312 | 0.5604 | 0.0048764 | 0.2804 | 0.28837 | 0.76092 | 0.1016 | 0.00029978 | 0.011394 | 0.0040928 | 0.27631 | 0.2804
0.27553 | 0.058472 | 1.7268 | 0.010304 | 0.077312 | 0.5604 | 0.0048764 | 0.2804 | 0.28837 | 0.76092 | 0.1016 | 0.00029978 | 0.011394 | 0.0040928 | 0.27631 | 0.2804
0.27553 | 0.058472 | 1.7268 | 0.010304 | 0.077312 | 0.5604 | 0.0048764 | 0.2804 | 0.28837 | 0.76092 | 0.1016 | 0.00029978 | 0.011394 | 0.0040928 | 0.27631 | 0.2804
Segment number |  |  |  |  | 15 | Length | 0.7 |  |  | feet
Est. water depth at upper end of segment | Circ. Seg. Ht. | Central angle | circ. Seg. Area | Flow area | velocity | velocity head | total head | Arc length | Wet. Perim. | Hydraulic Radius | Friction slope | Friction slope | Friction head | Total head | Total head
y2 | h | theta | K | A | V2 | hv2 | H2 | s | Pw | R2 | Sf2 | Sf1 | hf2 | H1 | H2*
(ft) | (ft) | (rad) | (ft^2) | (ft^2) | (ft/s) | (ft) | (ft) | (ft) | (ft) | (ft) | (ft/ft) | (ft/ft) | (ft) | (ft) | (ft)
0.2 | 0.134 | 2.7438 | 0.032858 | 0.054758 | 0.79122 | 0.0097209 | 0.20972 | 0.45821 | 0.59109 | 0.09264 | 0.00067588 | 0.010304 | 0.0038431 | 0.2804 | 0.28425
0.23726 | 0.096737 | 2.2731 | 0.021052 | 0.066564 | 0.65088 | 0.0065784 | 0.24384 | 0.3796 | 0.66969 | 0.099395 | 0.00041643 | 0.010304 | 0.0037523 | 0.2804 | 0.28416
0.25742 | 0.07658 | 1.9973 | 0.015156 | 0.07246 | 0.59792 | 0.0055514 | 0.26297 | 0.33355 | 0.71575 | 0.10124 | 0.00034292 | 0.010304 | 0.0037265 | 0.2804 | 0.28413
0.268 | 0.066 | 1.8426 | 0.012261 | 0.075355 | 0.57495 | 0.0051331 | 0.27313 | 0.30771 | 0.74158 | 0.10161 | 0.00031551 | 0.010304 | 0.003717 | 0.2804 | 0.28412
0.27349 | 0.060506 | 1.7586 | 0.010824 | 0.076792 | 0.56419 | 0.0049427 | 0.27844 | 0.29369 | 0.75561 | 0.10163 | 0.00030374 | 0.010304 | 0.0037128 | 0.2804 | 0.28412
0.27633 | 0.057666 | 1.714 | 0.0101 | 0.077516 | 0.55892 | 0.0048508 | 0.28118 | 0.28624 | 0.76305 | 0.10159 | 0.00029826 | 0.010304 | 0.0037109 | 0.2804 | 0.28411
0.2778 | 0.056201 | 1.6907 | 0.0097317 | 0.077884 | 0.55628 | 0.0048051 | 0.2826 | 0.28235 | 0.76695 | 0.10155 | 0.00029559 | 0.010304 | 0.00371 | 0.2804 | 0.28411
0.27855 | 0.055446 | 1.6786 | 0.0095435 | 0.078073 | 0.55494 | 0.0047819 | 0.28334 | 0.28032 | 0.76897 | 0.10153 | 0.00029426 | 0.010304 | 0.0037095 | 0.2804 | 0.28411
0.27894 | 0.055057 | 1.6723 | 0.009447 | 0.078169 | 0.55425 | 0.0047701 | 0.28371 | 0.27928 | 0.77002 | 0.10152 | 0.00029358 | 0.010304 | 0.0037093 | 0.2804 | 0.28411
0.27914 | 0.054857 | 1.6691 | 0.0093975 | 0.078219 | 0.5539 | 0.0047641 | 0.28391 | 0.27874 | 0.77056 | 0.10151 | 0.00029323 | 0.010304 | 0.0037092 | 0.2804 | 0.28411
0.27925 | 0.054754 | 1.6674 | 0.009372 | 0.078244 | 0.55372 | 0.004761 | 0.28401 | 0.27846 | 0.77083 | 0.10151 | 0.00029306 | 0.010304 | 0.0037091 | 0.2804 | 0.28411
0.2793 | 0.054701 | 1.6666 | 0.0093588 | 0.078257 | 0.55363 | 0.0047594 | 0.28406 | 0.27832 | 0.77098 | 0.1015 | 0.00029296 | 0.010304 | 0.0037091 | 0.2804 | 0.28411
0.27933 | 0.054674 | 1.6661 | 0.0093521 | 0.078264 | 0.55358 | 0.0047586 | 0.28408 | 0.27824 | 0.77105 | 0.1015 | 0.00029292 | 0.010304 | 0.003709 | 0.2804 | 0.28411
0.27934 | 0.05466 | 1.6659 | 0.0093486 | 0.078267 | 0.55356 | 0.0047581 | 0.2841 | 0.2782 | 0.77109 | 0.1015 | 0.00029289 | 0.010304 | 0.003709 | 0.2804 | 0.28411
0.27935 | 0.054652 | 1.6658 | 0.0093468 | 0.078269 | 0.55354 | 0.0047579 | 0.28411 | 0.27819 | 0.77111 | 0.1015 | 0.00029288 | 0.010304 | 0.003709 | 0.2804 | 0.28411
0.27935 | 0.054649 | 1.6657 | 0.0093459 | 0.07827 | 0.55354 | 0.0047578 | 0.28411 | 0.27818 | 0.77112 | 0.1015 | 0.00029288 | 0.010304 | 0.003709 | 0.2804 | 0.28411
0.27935 | 0.054647 | 1.6657 | 0.0093454 | 0.078271 | 0.55353 | 0.0047578 | 0.28411 | 0.27817 | 0.77112 | 0.1015 | 0.00029287 | 0.010304 | 0.003709 | 0.2804 | 0.28411
0.27935 | 0.054646 | 1.6657 | 0.0093452 | 0.078271 | 0.55353 | 0.0047577 | 0.28411 | 0.27817 | 0.77113 | 0.1015 | 0.00029287 | 0.010304 | 0.003709 | 0.2804 | 0.28411
0.27935 | 0.054645 | 1.6657 | 0.0093451 | 0.078271 | 0.55353 | 0.0047577 | 0.28411 | 0.27817 | 0.77113 | 0.1015 | 0.00029287 | 0.010304 | 0.003709 | 0.2804 | 0.28411
0.27936 | 0.054645 | 1.6657 | 0.009345 | 0.078271 | 0.55353 | 0.0047577 | 0.28411 | 0.27817 | 0.77113 | 0.1015 | 0.00029287 | 0.010304 | 0.003709 | 0.2804 | 0.28411
0.27936 | 0.054645 | 1.6657 | 0.009345 | 0.078271 | 0.55353 | 0.0047577 | 0.28411 | 0.27816 | 0.77113 | 0.1015 | 0.00029287 | 0.010304 | 0.003709 | 0.2804 | 0.28411
0.27936 | 0.054645 | 1.6657 | 0.009345 | 0.078271 | 0.55353 | 0.0047577 | 0.28411 | 0.27816 | 0.77113 | 0.1015 | 0.00029287 | 0.010304 | 0.003709 | 0.2804 | 0.28411
0.27936 | 0.054645 | 1.6657 | 0.0093449 | 0.078271 | 0.55353 | 0.0047577 | 0.28411 | 0.27816 | 0.77113 | 0.1015 | 0.00029287 | 0.010304 | 0.003709 | 0.2804 | 0.28411
0.27936 | 0.054645 | 1.6657 | 0.0093449 | 0.078271 | 0.55353 | 0.0047577 | 0.28411 | 0.27816 | 0.77113 | 0.1015 | 0.00029287 | 0.010304 | 0.003709 | 0.2804 | 0.28411
0.27936 | 0.054645 | 1.6657 | 0.0093449 | 0.078271 | 0.55353 | 0.0047577 | 0.28411 | 0.27816 | 0.77113 | 0.1015 | 0.00029287 | 0.010304 | 0.003709 | 0.2804 | 0.28411
0.27936 | 0.054645 | 1.6657 | 0.0093449 | 0.078271 | 0.55353 | 0.0047577 | 0.28411 | 0.27816 | 0.77113 | 0.1015 | 0.00029287 | 0.010304 | 0.003709 | 0.2804 | 0.28411
0.27936 | 0.054645 | 1.6657 | 0.0093449 | 0.078271 | 0.55353 | 0.0047577 | 0.28411 | 0.27816 | 0.77113 | 0.1015 | 0.00029287 | 0.010304 | 0.003709 | 0.2804 | 0.28411
0.27936 | 0.054645 | 1.6657 | 0.0093449 | 0.078271 | 0.55353 | 0.0047577 | 0.28411 | 0.27816 | 0.77113 | 0.1015 | 0.00029287 | 0.010304 | 0.003709 | 0.2804 | 0.28411
Segment number |  |  |  |  | 16 | Length | 0.7 |  |  | feet
Est. water depth at upper end of segment | Circ. Seg. Ht. | Central angle | circ. Seg. Area | Flow area | velocity | velocity head | total head | Arc length | Wet. Perim. | Hydraulic Radius | Friction slope | Friction slope | Friction head | Total head | Total head
y2 | h | theta | K | A | V2 | hv2 | H2 | s | Pw | R2 | Sf2 | Sf1 | hf2 | H1 | H2*
(ft) | (ft) | (rad) | (ft^2) | (ft^2) | (ft/s) | (ft) | (ft) | (ft) | (ft) | (ft) | (ft/ft) | (ft/ft) | (ft) | (ft) | (ft)
0.2 | 0.134 | 2.7438 | 0.032858 | 0.054758 | 0.79122 | 0.0097209 | 0.20972 | 0.45821 | 0.59109 | 0.09264 | 0.00067588 | 0.0093454 | 0.0035075 | 0.28411 | 0.28762
0.23895 | 0.09505 | 2.2508 | 0.020542 | 0.067074 | 0.64594 | 0.0064788 | 0.24543 | 0.37588 | 0.67342 | 0.099602 | 0.00040899 | 0.0093454 | 0.003414 | 0.28411 | 0.28753
0.26 | 0.074001 | 1.9603 | 0.014436 | 0.07318 | 0.59204 | 0.0054427 | 0.26544 | 0.32738 | 0.72192 | 0.10137 | 0.00033562 | 0.0093454 | 0.0033884 | 0.28411 | 0.2875
0.27103 | 0.062971 | 1.7966 | 0.011463 | 0.076153 | 0.56892 | 0.005026 | 0.27605 | 0.30004 | 0.74926 | 0.10164 | 0.00030883 | 0.0093454 | 0.003379 | 0.28411 | 0.28749
0.27675 | 0.057253 | 1.7075 | 0.0099955 | 0.077621 | 0.55817 | 0.0048378 | 0.28159 | 0.28515 | 0.76415 | 0.10158 | 0.0002975 | 0.0093454 | 0.003375 | 0.28411 | 0.28749
0.2797 | 0.054301 | 1.6601 | 0.0092602 | 0.078356 | 0.55293 | 0.0047474 | 0.28445 | 0.27723 | 0.77206 | 0.10149 | 0.00029228 | 0.0093454 | 0.0033732 | 0.28411 | 0.28749
0.28122 | 0.052781 | 1.6353 | 0.0088876 | 0.078728 | 0.55031 | 0.0047026 | 0.28592 | 0.27309 | 0.7762 | 0.10143 | 0.00028976 | 0.0093454 | 0.0033723 | 0.28411 | 0.28749
0.282 | 0.051999 | 1.6224 | 0.0086977 | 0.078918 | 0.54899 | 0.00468 | 0.28668 | 0.27094 | 0.77835 | 0.10139 | 0.0002885 | 0.0093454 | 0.0033719 | 0.28411 | 0.28748
0.2824 | 0.051597 | 1.6158 | 0.0086005 | 0.079016 | 0.54831 | 0.0046685 | 0.28707 | 0.26983 | 0.77946 | 0.10137 | 0.00028787 | 0.0093454 | 0.0033717 | 0.28411 | 0.28748
0.28261 | 0.05139 | 1.6123 | 0.0085506 | 0.079065 | 0.54797 | 0.0046626 | 0.28727 | 0.26926 | 0.78004 | 0.10136 | 0.00028754 | 0.0093454 | 0.0033715 | 0.28411 | 0.28748
0.28272 | 0.051284 | 1.6106 | 0.008525 | 0.079091 | 0.54779 | 0.0046596 | 0.28738 | 0.26896 | 0.78033 | 0.10136 | 0.00028738 | 0.0093454 | 0.0033715 | 0.28411 | 0.28748
0.28277 | 0.05123 | 1.6097 | 0.0085119 | 0.079104 | 0.5477 | 0.004658 | 0.28743 | 0.26881 | 0.78048 | 0.10135 | 0.00028729 | 0.0093454 | 0.0033715 | 0.28411 | 0.28748
0.2828 | 0.051202 | 1.6092 | 0.0085051 | 0.079111 | 0.54765 | 0.0046572 | 0.28746 | 0.26873 | 0.78056 | 0.10135 | 0.00028725 | 0.0093454 | 0.0033714 | 0.28411 | 0.28748
0.28281 | 0.051187 | 1.6089 | 0.0085016 | 0.079114 | 0.54763 | 0.0046568 | 0.28747 | 0.26869 | 0.7806 | 0.10135 | 0.00028723 | 0.0093454 | 0.0033714 | 0.28411 | 0.28748
0.28282 | 0.05118 | 1.6088 | 0.0084999 | 0.079116 | 0.54762 | 0.0046566 | 0.28748 | 0.26867 | 0.78062 | 0.10135 | 0.00028722 | 0.0093454 | 0.0033714 | 0.28411 | 0.28748
0.28282 | 0.051176 | 1.6088 | 0.0084989 | 0.079117 | 0.54761 | 0.0046565 | 0.28748 | 0.26866 | 0.78063 | 0.10135 | 0.00028721 | 0.0093454 | 0.0033714 | 0.28411 | 0.28748
0.28283 | 0.051174 | 1.6087 | 0.0084985 | 0.079118 | 0.54761 | 0.0046564 | 0.28748 | 0.26866 | 0.78064 | 0.10135 | 0.00028721 | 0.0093454 | 0.0033714 | 0.28411 | 0.28748
0.28283 | 0.051173 | 1.6087 | 0.0084982 | 0.079118 | 0.54761 | 0.0046564 | 0.28748 | 0.26866 | 0.78064 | 0.10135 | 0.00028721 | 0.0093454 | 0.0033714 | 0.28411 | 0.28748
0.28283 | 0.051173 | 1.6087 | 0.0084981 | 0.079118 | 0.54761 | 0.0046564 | 0.28748 | 0.26865 | 0.78064 | 0.10135 | 0.00028721 | 0.0093454 | 0.0033714 | 0.28411 | 0.28748
0.28283 | 0.051172 | 1.6087 | 0.008498 | 0.079118 | 0.5476 | 0.0046564 | 0.28748 | 0.26865 | 0.78064 | 0.10135 | 0.0002872 | 0.0093454 | 0.0033714 | 0.28411 | 0.28748
0.28283 | 0.051172 | 1.6087 | 0.008498 | 0.079118 | 0.5476 | 0.0046564 | 0.28748 | 0.26865 | 0.78064 | 0.10135 | 0.0002872 | 0.0093454 | 0.0033714 | 0.28411 | 0.28748
0.28283 | 0.051172 | 1.6087 | 0.008498 | 0.079118 | 0.5476 | 0.0046564 | 0.28748 | 0.26865 | 0.78064 | 0.10135 | 0.0002872 | 0.0093454 | 0.0033714 | 0.28411 | 0.28748
0.28283 | 0.051172 | 1.6087 | 0.008498 | 0.079118 | 0.5476 | 0.0046564 | 0.28748 | 0.26865 | 0.78064 | 0.10135 | 0.0002872 | 0.0093454 | 0.0033714 | 0.28411 | 0.28748
0.28283 | 0.051172 | 1.6087 | 0.008498 | 0.079118 | 0.5476 | 0.0046564 | 0.28748 | 0.26865 | 0.78064 | 0.10135 | 0.0002872 | 0.0093454 | 0.0033714 | 0.28411 | 0.28748
0.28283 | 0.051172 | 1.6087 | 0.008498 | 0.079118 | 0.5476 | 0.0046564 | 0.28748 | 0.26865 | 0.78064 | 0.10135 | 0.0002872 | 0.0093454 | 0.0033714 | 0.28411 | 0.28748
0.28283 | 0.051172 | 1.6087 | 0.008498 | 0.079118 | 0.5476 | 0.0046564 | 0.28748 | 0.26865 | 0.78064 | 0.10135 | 0.0002872 | 0.0093454 | 0.0033714 | 0.28411 | 0.28748
0.28283 | 0.051172 | 1.6087 | 0.008498 | 0.079118 | 0.5476 | 0.0046564 | 0.28748 | 0.26865 | 0.78064 | 0.10135 | 0.0002872 | 0.0093454 | 0.0033714 | 0.28411 | 0.28748
0.28283 | 0.051172 | 1.6087 | 0.008498 | 0.079118 | 0.5476 | 0.0046564 | 0.28748 | 0.26865 | 0.78064 | 0.10135 | 0.0002872 | 0.0093454 | 0.0033714 | 0.28411 | 0.28748
Segment number |  |  |  |  | 17 | Length | 0.7 |  |  | feet
Est. water depth at upper end of segment | Circ. Seg. Ht. | Central angle | circ. Seg. Area | Flow area | velocity | velocity head | total head | Arc length | Wet. Perim. | Hydraulic Radius | Friction slope | Friction slope | Friction head | Total head | Total head
y2 | h | theta | K | A | V2 | hv2 | H2 | s | Pw | R2 | Sf2 | Sf1 | hf2 | H1 | H2*
(ft) | (ft) | (rad) | (ft^2) | (ft^2) | (ft/s) | (ft) | (ft) | (ft) | (ft) | (ft) | (ft/ft) | (ft/ft) | (ft) | (ft) | (ft)
0.2 | 0.134 | 2.7438 | 0.032858 | 0.054758 | 0.79122 | 0.0097209 | 0.20972 | 0.45821 | 0.59109 | 0.09264 | 0.00067588 | 0.0084985 | 0.003211 | 0.28748 | 0.2907
0.24049 | 0.093513 | 2.2303 | 0.02008 | 0.067536 | 0.64152 | 0.0063904 | 0.24688 | 0.37246 | 0.67683 | 0.099782 | 0.00040244 | 0.0084985 | 0.0031153 | 0.28748 | 0.2906
0.26235 | 0.071652 | 1.9263 | 0.013788 | 0.073828 | 0.58684 | 0.0053476 | 0.2677 | 0.32169 | 0.72761 | 0.10147 | 0.00032933 | 0.0084985 | 0.0030897 | 0.28748 | 0.29057
0.27379 | 0.060213 | 1.754 | 0.010748 | 0.076868 | 0.56363 | 0.004933 | 0.27872 | 0.29292 | 0.75637 | 0.10163 | 0.00030316 | 0.0084985 | 0.0030806 | 0.28748 | 0.29056
0.27971 | 0.05429 | 1.6599 | 0.0092575 | 0.078359 | 0.55291 | 0.0047471 | 0.28446 | 0.27721 | 0.77209 | 0.10149 | 0.00029226 | 0.0084985 | 0.0030768 | 0.28748 | 0.29056
0.28276 | 0.051238 | 1.6098 | 0.0085139 | 0.079102 | 0.54771 | 0.0046582 | 0.28742 | 0.26884 | 0.78046 | 0.10135 | 0.00028731 | 0.0084985 | 0.003075 | 0.28748 | 0.29056
0.28433 | 0.049668 | 1.5835 | 0.0081384 | 0.079478 | 0.54513 | 0.0046143 | 0.28895 | 0.26445 | 0.78484 | 0.10127 | 0.00028493 | 0.0084985 | 0.0030742 | 0.28748 | 0.29056
0.28514 | 0.048862 | 1.5699 | 0.0079474 | 0.079669 | 0.54382 | 0.0045922 | 0.28973 | 0.26218 | 0.78712 | 0.10122 | 0.00028375 | 0.0084985 | 0.0030738 | 0.28748 | 0.29056
0.28555 | 0.048448 | 1.5629 | 0.0078498 | 0.079766 | 0.54315 | 0.004581 | 0.29013 | 0.261 | 0.78829 | 0.10119 | 0.00028316 | 0.0084985 | 0.0030736 | 0.28748 | 0.29056
0.28576 | 0.048236 | 1.5593 | 0.0077999 | 0.079816 | 0.54281 | 0.0045753 | 0.29034 | 0.2604 | 0.78889 | 0.10117 | 0.00028285 | 0.0084985 | 0.0030735 | 0.28748 | 0.29056
0.28587 | 0.048126 | 1.5574 | 0.0077743 | 0.079842 | 0.54264 | 0.0045723 | 0.29045 | 0.26009 | 0.7892 | 0.10117 | 0.0002827 | 0.0084985 | 0.0030734 | 0.28748 | 0.29056
0.28593 | 0.048071 | 1.5565 | 0.0077612 | 0.079855 | 0.54255 | 0.0045708 | 0.2905 | 0.25993 | 0.78936 | 0.10116 | 0.00028262 | 0.0084985 | 0.0030734 | 0.28748 | 0.29056
0.28596 | 0.048042 | 1.556 | 0.0077544 | 0.079862 | 0.54251 | 0.0045701 | 0.29053 | 0.25985 | 0.78945 | 0.10116 | 0.00028258 | 0.0084985 | 0.0030734 | 0.28748 | 0.29056
0.28597 | 0.048027 | 1.5557 | 0.007751 | 0.079865 | 0.54248 | 0.0045697 | 0.29054 | 0.25981 | 0.78949 | 0.10116 | 0.00028256 | 0.0084985 | 0.0030734 | 0.28748 | 0.29056
0.28598 | 0.048019 | 1.5556 | 0.0077492 | 0.079867 | 0.54247 | 0.0045695 | 0.29055 | 0.25979 | 0.78951 | 0.10116 | 0.00028255 | 0.0084985 | 0.0030734 | 0.28748 | 0.29056
0.28598 | 0.048016 | 1.5555 | 0.0077483 | 0.079868 | 0.54246 | 0.0045694 | 0.29055 | 0.25977 | 0.78952 | 0.10116 | 0.00028254 | 0.0084985 | 0.0030734 | 0.28748 | 0.29056
0.28599 | 0.048014 | 1.5555 | 0.0077478 | 0.079868 | 0.54246 | 0.0045693 | 0.29056 | 0.25977 | 0.78953 | 0.10116 | 0.00028254 | 0.0084985 | 0.0030734 | 0.28748 | 0.29056
0.28599 | 0.048013 | 1.5555 | 0.0077476 | 0.079868 | 0.54246 | 0.0045693 | 0.29056 | 0.25977 | 0.78953 | 0.10116 | 0.00028254 | 0.0084985 | 0.0030734 | 0.28748 | 0.29056
0.28599 | 0.048012 | 1.5555 | 0.0077475 | 0.079869 | 0.54246 | 0.0045693 | 0.29056 | 0.25976 | 0.78953 | 0.10116 | 0.00028254 | 0.0084985 | 0.0030734 | 0.28748 | 0.29056
0.28599 | 0.048012 | 1.5555 | 0.0077474 | 0.079869 | 0.54246 | 0.0045693 | 0.29056 | 0.25976 | 0.78953 | 0.10116 | 0.00028254 | 0.0084985 | 0.0030734 | 0.28748 | 0.29056
0.28599 | 0.048012 | 1.5555 | 0.0077474 | 0.079869 | 0.54246 | 0.0045693 | 0.29056 | 0.25976 | 0.78953 | 0.10116 | 0.00028254 | 0.0084985 | 0.0030734 | 0.28748 | 0.29056
0.28599 | 0.048012 | 1.5555 | 0.0077474 | 0.079869 | 0.54246 | 0.0045693 | 0.29056 | 0.25976 | 0.78953 | 0.10116 | 0.00028254 | 0.0084985 | 0.0030734 | 0.28748 | 0.29056
0.28599 | 0.048012 | 1.5555 | 0.0077473 | 0.079869 | 0.54246 | 0.0045693 | 0.29056 | 0.25976 | 0.78953 | 0.10116 | 0.00028254 | 0.0084985 | 0.0030734 | 0.28748 | 0.29056
0.28599 | 0.048012 | 1.5555 | 0.0077473 | 0.079869 | 0.54246 | 0.0045693 | 0.29056 | 0.25976 | 0.78953 | 0.10116 | 0.00028254 | 0.0084985 | 0.0030734 | 0.28748 | 0.29056
0.28599 | 0.048012 | 1.5555 | 0.0077473 | 0.079869 | 0.54246 | 0.0045693 | 0.29056 | 0.25976 | 0.78953 | 0.10116 | 0.00028254 | 0.0084985 | 0.0030734 | 0.28748 | 0.29056
0.28599 | 0.048012 | 1.5555 | 0.0077473 | 0.079869 | 0.54246 | 0.0045693 | 0.29056 | 0.25976 | 0.78953 | 0.10116 | 0.00028254 | 0.0084985 | 0.0030734 | 0.28748 | 0.29056
0.28599 | 0.048012 | 1.5555 | 0.0077473 | 0.079869 | 0.54246 | 0.0045693 | 0.29056 | 0.25976 | 0.78953 | 0.10116 | 0.00028254 | 0.0084985 | 0.0030734 | 0.28748 | 0.29056
0.28599 | 0.048012 | 1.5555 | 0.0077473 | 0.079869 | 0.54246 | 0.0045693 | 0.29056 | 0.25976 | 0.78953 | 0.10116 | 0.00028254 | 0.0084985 | 0.0030734 | 0.28748 | 0.29056
Segment number |  |  |  |  | 18 | Length | 0.7 |  |  | feet
Est. water depth at upper end of segment | Circ. Seg. Ht. | Central angle | circ. Seg. Area | Flow area | velocity | velocity head | total head | Arc length | Wet. Perim. | Hydraulic Radius | Friction slope | Friction slope | Friction head | Total head | Total head
y2 | h | theta | K | A | V2 | hv2 | H2 | s | Pw | R2 | Sf2 | Sf1 | hf2 | H1 | H2*
(ft) | (ft) | (rad) | (ft^2) | (ft^2) | (ft/s) | (ft) | (ft) | (ft) | (ft) | (ft) | (ft/ft) | (ft/ft) | (ft) | (ft) | (ft)
0.2 | 0.134 | 2.7438 | 0.032858 | 0.054758 | 0.79122 | 0.0097209 | 0.20972 | 0.45821 | 0.59109 | 0.09264 | 0.00067588 | 0.0077478 | 0.0029483 | 0.29056 | 0.29351
0.24189 | 0.092107 | 2.2115 | 0.01966 | 0.067957 | 0.63755 | 0.0063116 | 0.2482 | 0.36932 | 0.67997 | 0.09994 | 0.00039663 | 0.0077478 | 0.0028506 | 0.29056 | 0.29341
0.26449 | 0.069505 | 1.8948 | 0.013203 | 0.074413 | 0.58223 | 0.0052638 | 0.26976 | 0.31643 | 0.73286 | 0.10154 | 0.00032387 | 0.0077478 | 0.0028251 | 0.29056 | 0.29338
0.27631 | 0.057693 | 1.7145 | 0.010107 | 0.07751 | 0.55897 | 0.0048516 | 0.28116 | 0.28632 | 0.76298 | 0.10159 | 0.00029831 | 0.0077478 | 0.0028162 | 0.29056 | 0.29337
0.28241 | 0.051585 | 1.6156 | 0.0085976 | 0.079018 | 0.54829 | 0.0046681 | 0.28708 | 0.2698 | 0.7795 | 0.10137 | 0.00028785 | 0.0077478 | 0.0028125 | 0.29056 | 0.29337
0.28556 | 0.048442 | 1.5628 | 0.0078483 | 0.079768 | 0.54314 | 0.0045808 | 0.29014 | 0.26099 | 0.78831 | 0.10119 | 0.00028315 | 0.0077478 | 0.0028108 | 0.29056 | 0.29337
0.28717 | 0.046827 | 1.5351 | 0.0074712 | 0.080145 | 0.54059 | 0.0045378 | 0.29171 | 0.25637 | 0.79293 | 0.10107 | 0.00028091 | 0.0077478 | 0.0028101 | 0.29056 | 0.29337
0.288 | 0.045998 | 1.5208 | 0.0072797 | 0.080336 | 0.5393 | 0.0045162 | 0.29252 | 0.25397 | 0.79532 | 0.10101 | 0.00027981 | 0.0077478 | 0.0028097 | 0.29056 | 0.29337
0.28843 | 0.045574 | 1.5134 | 0.0071821 | 0.080434 | 0.53865 | 0.0045053 | 0.29293 | 0.25274 | 0.79656 | 0.10098 | 0.00027925 | 0.0077478 | 0.0028095 | 0.29056 | 0.29337
0.28864 | 0.045356 | 1.5096 | 0.0071322 | 0.080484 | 0.53831 | 0.0044997 | 0.29314 | 0.2521 | 0.79719 | 0.10096 | 0.00027897 | 0.0077478 | 0.0028094 | 0.29056 | 0.29337
0.28876 | 0.045244 | 1.5076 | 0.0071067 | 0.080509 | 0.53814 | 0.0044968 | 0.29325 | 0.25178 | 0.79752 | 0.10095 | 0.00027883 | 0.0077478 | 0.0028093 | 0.29056 | 0.29337
0.28881 | 0.045187 | 1.5066 | 0.0070936 | 0.080522 | 0.53805 | 0.0044954 | 0.29331 | 0.25161 | 0.79768 | 0.10095 | 0.00027876 | 0.0077478 | 0.0028093 | 0.29056 | 0.29337
0.28884 | 0.045158 | 1.5061 | 0.0070869 | 0.080529 | 0.53801 | 0.0044946 | 0.29334 | 0.25152 | 0.79777 | 0.10094 | 0.00027872 | 0.0077478 | 0.0028093 | 0.29056 | 0.29337
0.28886 | 0.045143 | 1.5059 | 0.0070835 | 0.080533 | 0.53799 | 0.0044942 | 0.29335 | 0.25148 | 0.79781 | 0.10094 | 0.0002787 | 0.0077478 | 0.0028093 | 0.29056 | 0.29337
0.28887 | 0.045135 | 1.5057 | 0.0070817 | 0.080534 | 0.53797 | 0.004494 | 0.29336 | 0.25146 | 0.79784 | 0.10094 | 0.00027869 | 0.0077478 | 0.0028093 | 0.29056 | 0.29337
0.28887 | 0.045131 | 1.5057 | 0.0070808 | 0.080535 | 0.53797 | 0.0044939 | 0.29336 | 0.25145 | 0.79785 | 0.10094 | 0.00027869 | 0.0077478 | 0.0028093 | 0.29056 | 0.29337
0.28887 | 0.045129 | 1.5056 | 0.0070804 | 0.080536 | 0.53797 | 0.0044939 | 0.29336 | 0.25144 | 0.79785 | 0.10094 | 0.00027868 | 0.0077478 | 0.0028093 | 0.29056 | 0.29337
0.28887 | 0.045128 | 1.5056 | 0.0070801 | 0.080536 | 0.53796 | 0.0044939 | 0.29337 | 0.25144 | 0.79786 | 0.10094 | 0.00027868 | 0.0077478 | 0.0028093 | 0.29056 | 0.29337
0.28887 | 0.045127 | 1.5056 | 0.00708 | 0.080536 | 0.53796 | 0.0044939 | 0.29337 | 0.25144 | 0.79786 | 0.10094 | 0.00027868 | 0.0077478 | 0.0028093 | 0.29056 | 0.29337
0.28887 | 0.045127 | 1.5056 | 0.0070799 | 0.080536 | 0.53796 | 0.0044938 | 0.29337 | 0.25143 | 0.79786 | 0.10094 | 0.00027868 | 0.0077478 | 0.0028093 | 0.29056 | 0.29337
0.28887 | 0.045127 | 1.5056 | 0.0070799 | 0.080536 | 0.53796 | 0.0044938 | 0.29337 | 0.25143 | 0.79786 | 0.10094 | 0.00027868 | 0.0077478 | 0.0028093 | 0.29056 | 0.29337
0.28887 | 0.045127 | 1.5056 | 0.0070799 | 0.080536 | 0.53796 | 0.0044938 | 0.29337 | 0.25143 | 0.79786 | 0.10094 | 0.00027868 | 0.0077478 | 0.0028093 | 0.29056 | 0.29337
0.28887 | 0.045127 | 1.5056 | 0.0070799 | 0.080536 | 0.53796 | 0.0044938 | 0.29337 | 0.25143 | 0.79786 | 0.10094 | 0.00027868 | 0.0077478 | 0.0028093 | 0.29056 | 0.29337
0.28887 | 0.045127 | 1.5056 | 0.0070799 | 0.080536 | 0.53796 | 0.0044938 | 0.29337 | 0.25143 | 0.79786 | 0.10094 | 0.00027868 | 0.0077478 | 0.0028093 | 0.29056 | 0.29337
0.28887 | 0.045127 | 1.5056 | 0.0070799 | 0.080536 | 0.53796 | 0.0044938 | 0.29337 | 0.25143 | 0.79786 | 0.10094 | 0.00027868 | 0.0077478 | 0.0028093 | 0.29056 | 0.29337
0.28887 | 0.045127 | 1.5056 | 0.0070799 | 0.080536 | 0.53796 | 0.0044938 | 0.29337 | 0.25143 | 0.79786 | 0.10094 | 0.00027868 | 0.0077478 | 0.0028093 | 0.29056 | 0.29337
0.28887 | 0.045127 | 1.5056 | 0.0070799 | 0.080536 | 0.53796 | 0.0044938 | 0.29337 | 0.25143 | 0.79786 | 0.10094 | 0.00027868 | 0.0077478 | 0.0028093 | 0.29056 | 0.29337
0.28887 | 0.045127 | 1.5056 | 0.0070799 | 0.080536 | 0.53796 | 0.0044938 | 0.29337 | 0.25143 | 0.79786 | 0.10094 | 0.00027868 | 0.0077478 | 0.0028093 | 0.29056 | 0.29337
Segment number |  |  |  |  | 19 | Length | 0.7 |  |  | feet
Est. water depth at upper end of segment | Circ. Seg. Ht. | Central angle | circ. Seg. Area | Flow area | velocity | velocity head | total head | Arc length | Wet. Perim. | Hydraulic Radius | Friction slope | Friction slope | Friction head | Total head | Total head
y2 | h | theta | K | A | V2 | hv2 | H2 | s | Pw | R2 | Sf2 | Sf1 | hf2 | H1 | H2*
(ft) | (ft) | (rad) | (ft^2) | (ft^2) | (ft/s) | (ft) | (ft) | (ft) | (ft) | (ft) | (ft/ft) | (ft/ft) | (ft) | (ft) | (ft)
0.2 | 0.134 | 2.7438 | 0.032858 | 0.054758 | 0.79122 | 0.0097209 | 0.20972 | 0.45821 | 0.59109 | 0.09264 | 0.00067588 | 0.0070804 | 0.0027147 | 0.29337 | 0.29608
0.24318 | 0.09082 | 2.1942 | 0.019276 | 0.06834 | 0.63397 | 0.0062409 | 0.24942 | 0.36643 | 0.68286 | 0.10008 | 0.00039147 | 0.0070804 | 0.0026151 | 0.29337 | 0.29598
0.26646 | 0.067539 | 1.8656 | 0.012673 | 0.074944 | 0.57811 | 0.0051896 | 0.27165 | 0.31156 | 0.73773 | 0.10159 | 0.0003191 | 0.0070804 | 0.0025898 | 0.29337 | 0.29596
0.27861 | 0.055386 | 1.6776 | 0.0095286 | 0.078087 | 0.55483 | 0.0047801 | 0.28339 | 0.28016 | 0.76913 | 0.10153 | 0.00029415 | 0.0070804 | 0.0025811 | 0.29337 | 0.29595
0.28489 | 0.049109 | 1.5741 | 0.0080057 | 0.07961 | 0.54422 | 0.004599 | 0.28949 | 0.26288 | 0.78642 | 0.10123 | 0.00028411 | 0.0070804 | 0.0025776 | 0.29337 | 0.29594
0.28812 | 0.045882 | 1.5188 | 0.0072529 | 0.080363 | 0.53912 | 0.0045132 | 0.29263 | 0.25363 | 0.79566 | 0.101 | 0.00027965 | 0.0070804 | 0.002576 | 0.29337 | 0.29594
0.28977 | 0.044226 | 1.4897 | 0.006875 | 0.080741 | 0.5366 | 0.0044711 | 0.29425 | 0.24879 | 0.80051 | 0.10086 | 0.00027755 | 0.0070804 | 0.0025753 | 0.29337 | 0.29594
0.29062 | 0.043377 | 1.4747 | 0.0066837 | 0.080932 | 0.53533 | 0.0044499 | 0.29507 | 0.24627 | 0.80302 | 0.10078 | 0.00027653 | 0.0070804 | 0.0025749 | 0.29337 | 0.29594
0.29106 | 0.042943 | 1.4669 | 0.0065863 | 0.08103 | 0.53468 | 0.0044393 | 0.2955 | 0.24498 | 0.80432 | 0.10074 | 0.00027601 | 0.0070804 | 0.0025747 | 0.29337 | 0.29594
0.29128 | 0.04272 | 1.4629 | 0.0065366 | 0.08108 | 0.53436 | 0.0044338 | 0.29571 | 0.24431 | 0.80498 | 0.10072 | 0.00027575 | 0.0070804 | 0.0025746 | 0.29337 | 0.29594
0.29139 | 0.042606 | 1.4609 | 0.0065112 | 0.081105 | 0.53419 | 0.004431 | 0.29582 | 0.24397 | 0.80532 | 0.10071 | 0.00027562 | 0.0070804 | 0.0025746 | 0.29337 | 0.29594
0.29145 | 0.042548 | 1.4599 | 0.0064982 | 0.081118 | 0.5341 | 0.0044296 | 0.29588 | 0.2438 | 0.8055 | 0.10071 | 0.00027555 | 0.0070804 | 0.0025746 | 0.29337 | 0.29594
0.29148 | 0.042518 | 1.4593 | 0.0064915 | 0.081125 | 0.53406 | 0.0044289 | 0.29591 | 0.24371 | 0.80559 | 0.1007 | 0.00027552 | 0.0070804 | 0.0025746 | 0.29337 | 0.29594
0.2915 | 0.042503 | 1.459 | 0.0064881 | 0.081128 | 0.53404 | 0.0044285 | 0.29593 | 0.24366 | 0.80563 | 0.1007 | 0.0002755 | 0.0070804 | 0.0025746 | 0.29337 | 0.29594
0.29151 | 0.042495 | 1.4589 | 0.0064864 | 0.08113 | 0.53403 | 0.0044283 | 0.29593 | 0.24364 | 0.80566 | 0.1007 | 0.00027549 | 0.0070804 | 0.0025746 | 0.29337 | 0.29594
0.29151 | 0.042491 | 1.4588 | 0.0064855 | 0.081131 | 0.53402 | 0.0044282 | 0.29594 | 0.24362 | 0.80567 | 0.1007 | 0.00027549 | 0.0070804 | 0.0025745 | 0.29337 | 0.29594
0.29151 | 0.042489 | 1.4588 | 0.006485 | 0.081131 | 0.53402 | 0.0044282 | 0.29594 | 0.24362 | 0.80568 | 0.1007 | 0.00027548 | 0.0070804 | 0.0025745 | 0.29337 | 0.29594
0.29151 | 0.042488 | 1.4588 | 0.0064848 | 0.081131 | 0.53402 | 0.0044282 | 0.29594 | 0.24362 | 0.80568 | 0.1007 | 0.00027548 | 0.0070804 | 0.0025745 | 0.29337 | 0.29594
0.29151 | 0.042487 | 1.4588 | 0.0064847 | 0.081131 | 0.53402 | 0.0044281 | 0.29594 | 0.24361 | 0.80568 | 0.1007 | 0.00027548 | 0.0070804 | 0.0025745 | 0.29337 | 0.29594
0.29151 | 0.042487 | 1.4588 | 0.0064846 | 0.081131 | 0.53401 | 0.0044281 | 0.29594 | 0.24361 | 0.80568 | 0.1007 | 0.00027548 | 0.0070804 | 0.0025745 | 0.29337 | 0.29594
0.29151 | 0.042487 | 1.4588 | 0.0064846 | 0.081132 | 0.53401 | 0.0044281 | 0.29594 | 0.24361 | 0.80568 | 0.1007 | 0.00027548 | 0.0070804 | 0.0025745 | 0.29337 | 0.29594
0.29151 | 0.042487 | 1.4588 | 0.0064846 | 0.081132 | 0.53401 | 0.0044281 | 0.29594 | 0.24361 | 0.80568 | 0.1007 | 0.00027548 | 0.0070804 | 0.0025745 | 0.29337 | 0.29594
0.29151 | 0.042487 | 1.4588 | 0.0064845 | 0.081132 | 0.53401 | 0.0044281 | 0.29594 | 0.24361 | 0.80568 | 0.1007 | 0.00027548 | 0.0070804 | 0.0025745 | 0.29337 | 0.29594
0.29151 | 0.042487 | 1.4588 | 0.0064845 | 0.081132 | 0.53401 | 0.0044281 | 0.29594 | 0.24361 | 0.80568 | 0.1007 | 0.00027548 | 0.0070804 | 0.0025745 | 0.29337 | 0.29594
0.29151 | 0.042487 | 1.4588 | 0.0064845 | 0.081132 | 0.53401 | 0.0044281 | 0.29594 | 0.24361 | 0.80568 | 0.1007 | 0.00027548 | 0.0070804 | 0.0025745 | 0.29337 | 0.29594
0.29151 | 0.042487 | 1.4588 | 0.0064845 | 0.081132 | 0.53401 | 0.0044281 | 0.29594 | 0.24361 | 0.80568 | 0.1007 | 0.00027548 | 0.0070804 | 0.0025745 | 0.29337 | 0.29594
0.29151 | 0.042487 | 1.4588 | 0.0064845 | 0.081132 | 0.53401 | 0.0044281 | 0.29594 | 0.24361 | 0.80568 | 0.1007 | 0.00027548 | 0.0070804 | 0.0025745 | 0.29337 | 0.29594
0.29151 | 0.042487 | 1.4588 | 0.0064845 | 0.081132 | 0.53401 | 0.0044281 | 0.29594 | 0.24361 | 0.80568 | 0.1007 | 0.00027548 | 0.0070804 | 0.0025745 | 0.29337 | 0.29594
Segment number |  |  |  |  | 20 | Length | 0.7 |  |  | feet
Est. water depth at upper end of segment | Circ. Seg. Ht. | Central angle | circ. Seg. Area | Flow area | velocity | velocity head | total head | Arc length | Wet. Perim. | Hydraulic Radius | Friction slope | Friction slope | Friction head | Total head | Total head
y2 | h | theta | K | A | V2 | hv2 | H2 | s | Pw | R2 | Sf2 | Sf1 | hf2 | H1 | H2*
(ft) | (ft) | (rad) | (ft^2) | (ft^2) | (ft/s) | (ft) | (ft) | (ft) | (ft) | (ft) | (ft/ft) | (ft/ft) | (ft) | (ft) | (ft)
0.2 | 0.134 | 2.7438 | 0.032858 | 0.054758 | 0.79122 | 0.0097209 | 0.20972 | 0.45821 | 0.59109 | 0.09264 | 0.00067588 | 0.006485 | 0.0025063 | 0.29594 | 0.29845
0.24436 | 0.089636 | 2.1783 | 0.018925 | 0.068691 | 0.63073 | 0.0061773 | 0.25054 | 0.36377 | 0.68552 | 0.1002 | 0.00038684 | 0.006485 | 0.0024052 | 0.29594 | 0.29835
0.26827 | 0.065734 | 1.8386 | 0.012191 | 0.075426 | 0.57441 | 0.0051234 | 0.27339 | 0.30704 | 0.74225 | 0.10162 | 0.00031491 | 0.006485 | 0.00238 | 0.29594 | 0.29832
0.28073 | 0.053268 | 1.6433 | 0.0090064 | 0.07861 | 0.55115 | 0.0047168 | 0.28545 | 0.27442 | 0.77487 | 0.10145 | 0.00029055 | 0.006485 | 0.0023714 | 0.29594 | 0.29831
0.28716 | 0.046836 | 1.5353 | 0.0074732 | 0.080143 | 0.5406 | 0.0045381 | 0.2917 | 0.25639 | 0.7929 | 0.10108 | 0.00028092 | 0.006485 | 0.0023681 | 0.29594 | 0.29831
0.29047 | 0.043532 | 1.4774 | 0.0067185 | 0.080898 | 0.53556 | 0.0044538 | 0.29492 | 0.24673 | 0.80256 | 0.1008 | 0.00027671 | 0.006485 | 0.0023666 | 0.29594 | 0.29831
0.29216 | 0.041839 | 1.4471 | 0.0063408 | 0.081275 | 0.53307 | 0.0044125 | 0.29657 | 0.24166 | 0.80763 | 0.10063 | 0.00027475 | 0.006485 | 0.0023659 | 0.29594 | 0.29831
0.29303 | 0.040972 | 1.4313 | 0.00615 | 0.081466 | 0.53182 | 0.0043918 | 0.29742 | 0.23903 | 0.81026 | 0.10054 | 0.00027379 | 0.006485 | 0.0023656 | 0.29594 | 0.29831
0.29347 | 0.040528 | 1.4232 | 0.006053 | 0.081563 | 0.53119 | 0.0043814 | 0.29785 | 0.23768 | 0.81162 | 0.10049 | 0.00027332 | 0.006485 | 0.0023654 | 0.29594 | 0.29831
0.2937 | 0.040301 | 1.419 | 0.0060036 | 0.081613 | 0.53087 | 0.0043761 | 0.29807 | 0.23698 | 0.81231 | 0.10047 | 0.00027308 | 0.006485 | 0.0023653 | 0.29594 | 0.29831
0.29381 | 0.040185 | 1.4169 | 0.0059783 | 0.081638 | 0.5307 | 0.0043734 | 0.29819 | 0.23662 | 0.81267 | 0.10046 | 0.00027295 | 0.006485 | 0.0023653 | 0.29594 | 0.29831
0.29387 | 0.040126 | 1.4158 | 0.0059654 | 0.081651 | 0.53062 | 0.004372 | 0.29825 | 0.23644 | 0.81285 | 0.10045 | 0.00027289 | 0.006485 | 0.0023653 | 0.29594 | 0.29831
0.2939 | 0.040096 | 1.4153 | 0.0059588 | 0.081657 | 0.53058 | 0.0043713 | 0.29828 | 0.23635 | 0.81295 | 0.10045 | 0.00027286 | 0.006485 | 0.0023653 | 0.29594 | 0.29831
0.29392 | 0.04008 | 1.415 | 0.0059555 | 0.081661 | 0.53055 | 0.0043709 | 0.29829 | 0.2363 | 0.813 | 0.10044 | 0.00027284 | 0.006485 | 0.0023653 | 0.29594 | 0.29831
0.29393 | 0.040072 | 1.4148 | 0.0059537 | 0.081662 | 0.53054 | 0.0043707 | 0.2983 | 0.23627 | 0.81302 | 0.10044 | 0.00027284 | 0.006485 | 0.0023652 | 0.29594 | 0.29831
0.29393 | 0.040068 | 1.4147 | 0.0059529 | 0.081663 | 0.53054 | 0.0043707 | 0.2983 | 0.23626 | 0.81303 | 0.10044 | 0.00027283 | 0.006485 | 0.0023652 | 0.29594 | 0.29831
0.29393 | 0.040066 | 1.4147 | 0.0059524 | 0.081664 | 0.53053 | 0.0043706 | 0.2983 | 0.23626 | 0.81304 | 0.10044 | 0.00027283 | 0.006485 | 0.0023652 | 0.29594 | 0.29831
0.29394 | 0.040065 | 1.4147 | 0.0059522 | 0.081664 | 0.53053 | 0.0043706 | 0.29831 | 0.23625 | 0.81304 | 0.10044 | 0.00027283 | 0.006485 | 0.0023652 | 0.29594 | 0.29831
0.29394 | 0.040064 | 1.4147 | 0.0059521 | 0.081664 | 0.53053 | 0.0043706 | 0.29831 | 0.23625 | 0.81304 | 0.10044 | 0.00027283 | 0.006485 | 0.0023652 | 0.29594 | 0.29831
0.29394 | 0.040064 | 1.4147 | 0.005952 | 0.081664 | 0.53053 | 0.0043706 | 0.29831 | 0.23625 | 0.81304 | 0.10044 | 0.00027283 | 0.006485 | 0.0023652 | 0.29594 | 0.29831
0.29394 | 0.040064 | 1.4147 | 0.005952 | 0.081664 | 0.53053 | 0.0043706 | 0.29831 | 0.23625 | 0.81304 | 0.10044 | 0.00027283 | 0.006485 | 0.0023652 | 0.29594 | 0.29831
0.29394 | 0.040064 | 1.4147 | 0.0059519 | 0.081664 | 0.53053 | 0.0043706 | 0.29831 | 0.23625 | 0.81304 | 0.10044 | 0.00027283 | 0.006485 | 0.0023652 | 0.29594 | 0.29831
0.29394 | 0.040064 | 1.4147 | 0.0059519 | 0.081664 | 0.53053 | 0.0043706 | 0.29831 | 0.23625 | 0.81304 | 0.10044 | 0.00027283 | 0.006485 | 0.0023652 | 0.29594 | 0.29831
0.29394 | 0.040064 | 1.4147 | 0.0059519 | 0.081664 | 0.53053 | 0.0043706 | 0.29831 | 0.23625 | 0.81305 | 0.10044 | 0.00027283 | 0.006485 | 0.0023652 | 0.29594 | 0.29831
0.29394 | 0.040064 | 1.4147 | 0.0059519 | 0.081664 | 0.53053 | 0.0043706 | 0.29831 | 0.23625 | 0.81305 | 0.10044 | 0.00027283 | 0.006485 | 0.0023652 | 0.29594 | 0.29831
0.29394 | 0.040064 | 1.4147 | 0.0059519 | 0.081664 | 0.53053 | 0.0043706 | 0.29831 | 0.23625 | 0.81305 | 0.10044 | 0.00027283 | 0.006485 | 0.0023652 | 0.29594 | 0.29831
0.29394 | 0.040064 | 1.4147 | 0.0059519 | 0.081664 | 0.53053 | 0.0043706 | 0.29831 | 0.23625 | 0.81305 | 0.10044 | 0.00027283 | 0.006485 | 0.0023652 | 0.29594 | 0.29831
0.29394 | 0.040064 | 1.4147 | 0.0059519 | 0.081664 | 0.53053 | 0.0043706 | 0.29831 | 0.23625 | 0.81305 | 0.10044 | 0.00027283 | 0.006485 | 0.0023652 | 0.29594 | 0.29831
Segment number |  |  |  |  | 21 | Length | 0.7 |  |  | feet
Est. water depth at upper end of segment | Circ. Seg. Ht. | Central angle | circ. Seg. Area | Flow area | velocity | velocity head | total head | Arc length | Wet. Perim. | Hydraulic Radius | Friction slope | Friction slope | Friction head | Total head | Total head
y2 | h | theta | K | A | V2 | hv2 | H2 | s | Pw | R2 | Sf2 | Sf1 | hf2 | H1 | H2*
(ft) | (ft) | (rad) | (ft^2) | (ft^2) | (ft/s) | (ft) | (ft) | (ft) | (ft) | (ft) | (ft/ft) | (ft/ft) | (ft) | (ft) | (ft)
0.2 | 0.134 | 2.7438 | 0.032858 | 0.054758 | 0.79122 | 0.0097209 | 0.20972 | 0.45821 | 0.59109 | 0.09264 | 0.00067588 | 0.0059524 | 0.0023199 | 0.29831 | 0.30063
0.24545 | 0.088547 | 2.1635 | 0.018603 | 0.069013 | 0.62779 | 0.0061198 | 0.25157 | 0.36131 | 0.68799 | 0.10031 | 0.00038269 | 0.0059524 | 0.0022173 | 0.29831 | 0.30052
0.26993 | 0.064071 | 1.8134 | 0.011751 | 0.075865 | 0.57109 | 0.0050643 | 0.27499 | 0.30284 | 0.74645 | 0.10163 | 0.0003112 | 0.0059524 | 0.0021923 | 0.29831 | 0.3005
0.28268 | 0.051318 | 1.6111 | 0.0085332 | 0.079083 | 0.54785 | 0.0046605 | 0.28734 | 0.26906 | 0.78024 | 0.10136 | 0.00028743 | 0.0059524 | 0.0021839 | 0.29831 | 0.30049
0.28926 | 0.044744 | 1.4989 | 0.0069926 | 0.080623 | 0.53738 | 0.0044841 | 0.29374 | 0.25031 | 0.79898 | 0.10091 | 0.0002782 | 0.0059524 | 0.0021807 | 0.29831 | 0.30049
0.29263 | 0.04137 | 1.4386 | 0.0062375 | 0.081379 | 0.53239 | 0.0044013 | 0.29703 | 0.24024 | 0.80905 | 0.10059 | 0.00027423 | 0.0059524 | 0.0021793 | 0.29831 | 0.30049
0.29436 | 0.039643 | 1.4069 | 0.0058608 | 0.081755 | 0.52994 | 0.0043608 | 0.29872 | 0.23495 | 0.81434 | 0.10039 | 0.00027239 | 0.0059524 | 0.0021787 | 0.29831 | 0.30049
0.29524 | 0.038759 | 1.3904 | 0.0056708 | 0.081945 | 0.52871 | 0.0043406 | 0.29958 | 0.2322 | 0.81709 | 0.10029 | 0.00027151 | 0.0059524 | 0.0021784 | 0.29831 | 0.30049
0.29569 | 0.038307 | 1.382 | 0.0055744 | 0.082042 | 0.52809 | 0.0043304 | 0.30002 | 0.23079 | 0.8185 | 0.10023 | 0.00027107 | 0.0059524 | 0.0021782 | 0.29831 | 0.30049
0.29592 | 0.038076 | 1.3776 | 0.0055253 | 0.082091 | 0.52777 | 0.0043252 | 0.30025 | 0.23007 | 0.81923 | 0.1002 | 0.00027085 | 0.0059524 | 0.0021781 | 0.29831 | 0.30048
0.29604 | 0.037958 | 1.3754 | 0.0055002 | 0.082116 | 0.52761 | 0.0043226 | 0.30036 | 0.22969 | 0.8196 | 0.10019 | 0.00027074 | 0.0059524 | 0.0021781 | 0.29831 | 0.30048
0.2961 | 0.037898 | 1.3743 | 0.0054874 | 0.082129 | 0.52753 | 0.0043213 | 0.30042 | 0.2295 | 0.81979 | 0.10018 | 0.00027068 | 0.0059524 | 0.0021781 | 0.29831 | 0.30048
0.29613 | 0.037867 | 1.3737 | 0.0054809 | 0.082135 | 0.52749 | 0.0043206 | 0.30045 | 0.22941 | 0.81989 | 0.10018 | 0.00027065 | 0.0059524 | 0.0021781 | 0.29831 | 0.30048
0.29615 | 0.037851 | 1.3734 | 0.0054776 | 0.082138 | 0.52747 | 0.0043202 | 0.30047 | 0.22936 | 0.81994 | 0.10018 | 0.00027064 | 0.0059524 | 0.0021781 | 0.29831 | 0.30048
0.29616 | 0.037843 | 1.3732 | 0.0054759 | 0.08214 | 0.52746 | 0.00432 | 0.30048 | 0.22933 | 0.81996 | 0.10018 | 0.00027063 | 0.0059524 | 0.0021781 | 0.29831 | 0.30048
0.29616 | 0.037839 | 1.3732 | 0.005475 | 0.082141 | 0.52745 | 0.00432 | 0.30048 | 0.22932 | 0.81998 | 0.10017 | 0.00027063 | 0.0059524 | 0.0021781 | 0.29831 | 0.30048
0.29616 | 0.037837 | 1.3731 | 0.0054746 | 0.082142 | 0.52745 | 0.0043199 | 0.30048 | 0.22931 | 0.81998 | 0.10017 | 0.00027063 | 0.0059524 | 0.0021781 | 0.29831 | 0.30048
0.29616 | 0.037836 | 1.3731 | 0.0054743 | 0.082142 | 0.52745 | 0.0043199 | 0.30048 | 0.22931 | 0.81999 | 0.10017 | 0.00027063 | 0.0059524 | 0.0021781 | 0.29831 | 0.30048
0.29616 | 0.037836 | 1.3731 | 0.0054742 | 0.082142 | 0.52745 | 0.0043199 | 0.30048 | 0.22931 | 0.81999 | 0.10017 | 0.00027063 | 0.0059524 | 0.0021781 | 0.29831 | 0.30048
0.29616 | 0.037835 | 1.3731 | 0.0054742 | 0.082142 | 0.52745 | 0.0043199 | 0.30048 | 0.22931 | 0.81999 | 0.10017 | 0.00027062 | 0.0059524 | 0.0021781 | 0.29831 | 0.30048
0.29616 | 0.037835 | 1.3731 | 0.0054741 | 0.082142 | 0.52745 | 0.0043199 | 0.30048 | 0.22931 | 0.81999 | 0.10017 | 0.00027062 | 0.0059524 | 0.0021781 | 0.29831 | 0.30048
0.29616 | 0.037835 | 1.3731 | 0.0054741 | 0.082142 | 0.52745 | 0.0043199 | 0.30048 | 0.2293 | 0.81999 | 0.10017 | 0.00027062 | 0.0059524 | 0.0021781 | 0.29831 | 0.30048
0.29616 | 0.037835 | 1.3731 | 0.0054741 | 0.082142 | 0.52745 | 0.0043199 | 0.30048 | 0.2293 | 0.81999 | 0.10017 | 0.00027062 | 0.0059524 | 0.0021781 | 0.29831 | 0.30048
0.29617 | 0.037835 | 1.3731 | 0.0054741 | 0.082142 | 0.52745 | 0.0043199 | 0.30048 | 0.2293 | 0.81999 | 0.10017 | 0.00027062 | 0.0059524 | 0.0021781 | 0.29831 | 0.30048
0.29617 | 0.037835 | 1.3731 | 0.0054741 | 0.082142 | 0.52745 | 0.0043199 | 0.30048 | 0.2293 | 0.81999 | 0.10017 | 0.00027062 | 0.0059524 | 0.0021781 | 0.29831 | 0.30048
0.29617 | 0.037835 | 1.3731 | 0.0054741 | 0.082142 | 0.52745 | 0.0043199 | 0.30048 | 0.2293 | 0.81999 | 0.10017 | 0.00027062 | 0.0059524 | 0.0021781 | 0.29831 | 0.30048
0.29617 | 0.037835 | 1.3731 | 0.0054741 | 0.082142 | 0.52745 | 0.0043199 | 0.30048 | 0.2293 | 0.81999 | 0.10017 | 0.00027062 | 0.0059524 | 0.0021781 | 0.29831 | 0.30048
0.29617 | 0.037835 | 1.3731 | 0.0054741 | 0.082142 | 0.52745 | 0.0043199 | 0.30048 | 0.2293 | 0.81999 | 0.10017 | 0.00027062 | 0.0059524 | 0.0021781 | 0.29831 | 0.30048
Segment number |  |  |  |  | 22 | Length | 0.7 |  |  | feet
Est. water depth at upper end of segment | Circ. Seg. Ht. | Central angle | circ. Seg. Area | Flow area | velocity | velocity head | total head | Arc length | Wet. Perim. | Hydraulic Radius | Friction slope | Friction slope | Friction head | Total head | Total head
y2 | h | theta | K | A | V2 | hv2 | H2 | s | Pw | R2 | Sf2 | Sf1 | hf2 | H1 | H2*
(ft) | (ft) | (rad) | (ft^2) | (ft^2) | (ft/s) | (ft) | (ft) | (ft) | (ft) | (ft) | (ft/ft) | (ft/ft) | (ft) | (ft) | (ft)
0.2 | 0.134 | 2.7438 | 0.032858 | 0.054758 | 0.79122 | 0.0097209 | 0.20972 | 0.45821 | 0.59109 | 0.09264 | 0.00067588 | 0.0054746 | 0.0021527 | 0.30048 | 0.30264
0.24646 | 0.087542 | 2.1498 | 0.018307 | 0.069309 | 0.62511 | 0.0060677 | 0.25253 | 0.35902 | 0.69027 | 0.10041 | 0.00037894 | 0.0054746 | 0.0020487 | 0.30048 | 0.30253
0.27146 | 0.062538 | 1.79 | 0.01135 | 0.076266 | 0.56808 | 0.0050111 | 0.27647 | 0.29893 | 0.75037 | 0.10164 | 0.00030791 | 0.0054746 | 0.0020239 | 0.30048 | 0.30251
0.28448 | 0.04952 | 1.581 | 0.0081032 | 0.079513 | 0.54489 | 0.0046102 | 0.28909 | 0.26404 | 0.78526 | 0.10126 | 0.00028471 | 0.0054746 | 0.0020157 | 0.30048 | 0.3025
0.29119 | 0.042815 | 1.4646 | 0.0065577 | 0.081058 | 0.5345 | 0.0044361 | 0.29562 | 0.2446 | 0.8047 | 0.10073 | 0.00027586 | 0.0054746 | 0.0020127 | 0.30048 | 0.3025
0.29462 | 0.039377 | 1.402 | 0.0058034 | 0.081813 | 0.52957 | 0.0043547 | 0.29898 | 0.23413 | 0.81517 | 0.10036 | 0.00027212 | 0.0054746 | 0.0020113 | 0.30048 | 0.3025
0.29638 | 0.037618 | 1.369 | 0.0054281 | 0.082188 | 0.52715 | 0.004315 | 0.3007 | 0.22862 | 0.82068 | 0.10015 | 0.00027042 | 0.0054746 | 0.0020107 | 0.30048 | 0.3025
0.29728 | 0.036718 | 1.3518 | 0.0052393 | 0.082377 | 0.52594 | 0.0042953 | 0.30158 | 0.22576 | 0.82354 | 0.10003 | 0.00026961 | 0.0054746 | 0.0020105 | 0.30048 | 0.3025
0.29774 | 0.036259 | 1.343 | 0.0051436 | 0.082473 | 0.52533 | 0.0042853 | 0.30203 | 0.22429 | 0.82501 | 0.099966 | 0.00026921 | 0.0054746 | 0.0020103 | 0.30048 | 0.3025
0.29798 | 0.036025 | 1.3385 | 0.0050949 | 0.082521 | 0.52502 | 0.0042802 | 0.30226 | 0.22353 | 0.82576 | 0.099933 | 0.00026901 | 0.0054746 | 0.0020103 | 0.30048 | 0.3025
0.2981 | 0.035905 | 1.3362 | 0.0050701 | 0.082546 | 0.52486 | 0.0042777 | 0.30237 | 0.22315 | 0.82615 | 0.099917 | 0.0002689 | 0.0054746 | 0.0020102 | 0.30048 | 0.3025
0.29816 | 0.035844 | 1.335 | 0.0050574 | 0.082559 | 0.52478 | 0.0042764 | 0.30243 | 0.22295 | 0.82635 | 0.099908 | 0.00026885 | 0.0054746 | 0.0020102 | 0.30048 | 0.3025
0.29819 | 0.035813 | 1.3344 | 0.005051 | 0.082565 | 0.52474 | 0.0042757 | 0.30246 | 0.22285 | 0.82645 | 0.099904 | 0.00026883 | 0.0054746 | 0.0020102 | 0.30048 | 0.3025
0.2982 | 0.035797 | 1.3341 | 0.0050477 | 0.082568 | 0.52472 | 0.0042754 | 0.30248 | 0.2228 | 0.8265 | 0.099901 | 0.00026881 | 0.0054746 | 0.0020102 | 0.30048 | 0.3025
0.29821 | 0.035788 | 1.3339 | 0.005046 | 0.08257 | 0.52471 | 0.0042752 | 0.30249 | 0.22277 | 0.82653 | 0.0999 | 0.00026881 | 0.0054746 | 0.0020102 | 0.30048 | 0.3025
0.29822 | 0.035784 | 1.3339 | 0.0050451 | 0.082571 | 0.52471 | 0.0042751 | 0.30249 | 0.22276 | 0.82654 | 0.0999 | 0.0002688 | 0.0054746 | 0.0020102 | 0.30048 | 0.3025
0.29822 | 0.035782 | 1.3338 | 0.0050447 | 0.082571 | 0.5247 | 0.004275 | 0.30249 | 0.22275 | 0.82655 | 0.099899 | 0.0002688 | 0.0054746 | 0.0020102 | 0.30048 | 0.3025
0.29822 | 0.035781 | 1.3338 | 0.0050445 | 0.082572 | 0.5247 | 0.004275 | 0.30249 | 0.22275 | 0.82655 | 0.099899 | 0.0002688 | 0.0054746 | 0.0020102 | 0.30048 | 0.3025
0.29822 | 0.035781 | 1.3338 | 0.0050444 | 0.082572 | 0.5247 | 0.004275 | 0.30249 | 0.22274 | 0.82655 | 0.099899 | 0.0002688 | 0.0054746 | 0.0020102 | 0.30048 | 0.3025
0.29822 | 0.03578 | 1.3338 | 0.0050443 | 0.082572 | 0.5247 | 0.004275 | 0.30249 | 0.22274 | 0.82655 | 0.099899 | 0.0002688 | 0.0054746 | 0.0020102 | 0.30048 | 0.3025
0.29822 | 0.03578 | 1.3338 | 0.0050443 | 0.082572 | 0.5247 | 0.004275 | 0.30249 | 0.22274 | 0.82655 | 0.099899 | 0.0002688 | 0.0054746 | 0.0020102 | 0.30048 | 0.3025
0.29822 | 0.03578 | 1.3338 | 0.0050443 | 0.082572 | 0.5247 | 0.004275 | 0.30249 | 0.22274 | 0.82655 | 0.099899 | 0.0002688 | 0.0054746 | 0.0020102 | 0.30048 | 0.3025
0.29822 | 0.03578 | 1.3338 | 0.0050443 | 0.082572 | 0.5247 | 0.004275 | 0.3025 | 0.22274 | 0.82655 | 0.099899 | 0.0002688 | 0.0054746 | 0.0020102 | 0.30048 | 0.3025
0.29822 | 0.03578 | 1.3338 | 0.0050443 | 0.082572 | 0.5247 | 0.004275 | 0.3025 | 0.22274 | 0.82655 | 0.099899 | 0.0002688 | 0.0054746 | 0.0020102 | 0.30048 | 0.3025
0.29822 | 0.03578 | 1.3338 | 0.0050443 | 0.082572 | 0.5247 | 0.004275 | 0.3025 | 0.22274 | 0.82655 | 0.099899 | 0.0002688 | 0.0054746 | 0.0020102 | 0.30048 | 0.3025
0.29822 | 0.03578 | 1.3338 | 0.0050443 | 0.082572 | 0.5247 | 0.004275 | 0.3025 | 0.22274 | 0.82655 | 0.099899 | 0.0002688 | 0.0054746 | 0.0020102 | 0.30048 | 0.3025
0.29822 | 0.03578 | 1.3338 | 0.0050443 | 0.082572 | 0.5247 | 0.004275 | 0.3025 | 0.22274 | 0.82655 | 0.099899 | 0.0002688 | 0.0054746 | 0.0020102 | 0.30048 | 0.3025
0.29822 | 0.03578 | 1.3338 | 0.0050443 | 0.082572 | 0.5247 | 0.004275 | 0.3025 | 0.22274 | 0.82655 | 0.099899 | 0.0002688 | 0.0054746 | 0.0020102 | 0.30048 | 0.3025
Segment number |  |  |  |  | 23 | Length | 0.7 |  |  | feet
Est. water depth at upper end of segment | Circ. Seg. Ht. | Central angle | circ. Seg. Area | Flow area | velocity | velocity head | total head | Arc length | Wet. Perim. | Hydraulic Radius | Friction slope | Friction slope | Friction head | Total head | Total head
y2 | h | theta | K | A | V2 | hv2 | H2 | s | Pw | R2 | Sf2 | Sf1 | hf2 | H1 | H2*
(ft) | (ft) | (rad) | (ft^2) | (ft^2) | (ft/s) | (ft) | (ft) | (ft) | (ft) | (ft) | (ft/ft) | (ft/ft) | (ft) | (ft) | (ft)
0.2 | 0.134 | 2.7438 | 0.032858 | 0.054758 | 0.79122 | 0.0097209 | 0.20972 | 0.45821 | 0.59109 | 0.09264 | 0.00067588 | 0.0050447 | 0.0020022 | 0.3025 | 0.3045
0.24739 | 0.086612 | 2.1372 | 0.018035 | 0.069581 | 0.62266 | 0.0060202 | 0.25341 | 0.35691 | 0.69239 | 0.10049 | 0.00037554 | 0.0050447 | 0.0018971 | 0.3025 | 0.30439
0.27288 | 0.06112 | 1.7681 | 0.010982 | 0.076634 | 0.56535 | 0.0049631 | 0.27784 | 0.29528 | 0.75402 | 0.10163 | 0.00030498 | 0.0050447 | 0.0018724 | 0.3025 | 0.30437
0.28614 | 0.047858 | 1.5528 | 0.0077113 | 0.079905 | 0.54221 | 0.0045651 | 0.29071 | 0.25932 | 0.78997 | 0.10115 | 0.00028232 | 0.0050447 | 0.0018645 | 0.3025 | 0.30436
0.29297 | 0.041032 | 1.4324 | 0.0061631 | 0.081453 | 0.53191 | 0.0043932 | 0.29736 | 0.23921 | 0.81008 | 0.10055 | 0.00027386 | 0.0050447 | 0.0018615 | 0.3025 | 0.30436
0.29647 | 0.037534 | 1.3674 | 0.0054105 | 0.082206 | 0.52704 | 0.0043132 | 0.30078 | 0.22835 | 0.82094 | 0.10014 | 0.00027034 | 0.0050447 | 0.0018603 | 0.3025 | 0.30436
0.29825 | 0.035746 | 1.3331 | 0.0050372 | 0.082579 | 0.52466 | 0.0042743 | 0.30253 | 0.22263 | 0.82666 | 0.099894 | 0.00026877 | 0.0050447 | 0.0018597 | 0.3025 | 0.30435
0.29917 | 0.034833 | 1.3153 | 0.0048497 | 0.082766 | 0.52347 | 0.0042549 | 0.30342 | 0.21966 | 0.82963 | 0.099763 | 0.00026802 | 0.0050447 | 0.0018595 | 0.3025 | 0.30435
0.29963 | 0.034367 | 1.3062 | 0.0047548 | 0.082861 | 0.52287 | 0.0042452 | 0.30388 | 0.21813 | 0.83116 | 0.099693 | 0.00026766 | 0.0050447 | 0.0018593 | 0.3025 | 0.30435
0.29987 | 0.034129 | 1.3015 | 0.0047066 | 0.082909 | 0.52256 | 0.0042402 | 0.30411 | 0.21735 | 0.83195 | 0.099657 | 0.00026748 | 0.0050447 | 0.0018593 | 0.3025 | 0.30435
0.29999 | 0.034007 | 1.2991 | 0.0046821 | 0.082934 | 0.52241 | 0.0042377 | 0.30423 | 0.21695 | 0.83235 | 0.099639 | 0.00026739 | 0.0050447 | 0.0018592 | 0.3025 | 0.30435
0.30005 | 0.033945 | 1.2978 | 0.0046696 | 0.082947 | 0.52233 | 0.0042365 | 0.30429 | 0.21674 | 0.83255 | 0.099629 | 0.00026734 | 0.0050447 | 0.0018592 | 0.3025 | 0.30435
0.30009 | 0.033914 | 1.2972 | 0.0046632 | 0.082953 | 0.52229 | 0.0042358 | 0.30432 | 0.21664 | 0.83266 | 0.099624 | 0.00026731 | 0.0050447 | 0.0018592 | 0.3025 | 0.30435
0.3001 | 0.033898 | 1.2969 | 0.0046599 | 0.082956 | 0.52227 | 0.0042355 | 0.30434 | 0.21658 | 0.83271 | 0.099622 | 0.0002673 | 0.0050447 | 0.0018592 | 0.3025 | 0.30435
0.30011 | 0.033889 | 1.2967 | 0.0046583 | 0.082958 | 0.52226 | 0.0042353 | 0.30435 | 0.21656 | 0.83274 | 0.09962 | 0.0002673 | 0.0050447 | 0.0018592 | 0.3025 | 0.30435
0.30011 | 0.033885 | 1.2967 | 0.0046574 | 0.082959 | 0.52225 | 0.0042352 | 0.30435 | 0.21654 | 0.83275 | 0.09962 | 0.00026729 | 0.0050447 | 0.0018592 | 0.3025 | 0.30435
0.30012 | 0.033883 | 1.2966 | 0.004657 | 0.082959 | 0.52225 | 0.0042352 | 0.30435 | 0.21653 | 0.83276 | 0.099619 | 0.00026729 | 0.0050447 | 0.0018592 | 0.3025 | 0.30435
0.30012 | 0.033882 | 1.2966 | 0.0046568 | 0.082959 | 0.52225 | 0.0042352 | 0.30435 | 0.21653 | 0.83276 | 0.099619 | 0.00026729 | 0.0050447 | 0.0018592 | 0.3025 | 0.30435
0.30012 | 0.033881 | 1.2966 | 0.0046567 | 0.082959 | 0.52225 | 0.0042351 | 0.30435 | 0.21653 | 0.83277 | 0.099619 | 0.00026729 | 0.0050447 | 0.0018592 | 0.3025 | 0.30435
0.30012 | 0.033881 | 1.2966 | 0.0046566 | 0.082959 | 0.52225 | 0.0042351 | 0.30435 | 0.21653 | 0.83277 | 0.099619 | 0.00026729 | 0.0050447 | 0.0018592 | 0.3025 | 0.30435
0.30012 | 0.033881 | 1.2966 | 0.0046566 | 0.082959 | 0.52225 | 0.0042351 | 0.30435 | 0.21653 | 0.83277 | 0.099619 | 0.00026729 | 0.0050447 | 0.0018592 | 0.3025 | 0.30435
0.30012 | 0.033881 | 1.2966 | 0.0046566 | 0.08296 | 0.52225 | 0.0042351 | 0.30435 | 0.21653 | 0.83277 | 0.099619 | 0.00026729 | 0.0050447 | 0.0018592 | 0.3025 | 0.30435
0.30012 | 0.033881 | 1.2966 | 0.0046566 | 0.08296 | 0.52225 | 0.0042351 | 0.30435 | 0.21653 | 0.83277 | 0.099619 | 0.00026729 | 0.0050447 | 0.0018592 | 0.3025 | 0.30435
0.30012 | 0.033881 | 1.2966 | 0.0046566 | 0.08296 | 0.52225 | 0.0042351 | 0.30435 | 0.21653 | 0.83277 | 0.099619 | 0.00026729 | 0.0050447 | 0.0018592 | 0.3025 | 0.30435
0.30012 | 0.033881 | 1.2966 | 0.0046566 | 0.08296 | 0.52225 | 0.0042351 | 0.30435 | 0.21653 | 0.83277 | 0.099619 | 0.00026729 | 0.0050447 | 0.0018592 | 0.3025 | 0.30435
0.30012 | 0.033881 | 1.2966 | 0.0046566 | 0.08296 | 0.52225 | 0.0042351 | 0.30435 | 0.21653 | 0.83277 | 0.099619 | 0.00026729 | 0.0050447 | 0.0018592 | 0.3025 | 0.30435
0.30012 | 0.033881 | 1.2966 | 0.0046566 | 0.08296 | 0.52225 | 0.0042351 | 0.30435 | 0.21653 | 0.83277 | 0.099619 | 0.00026729 | 0.0050447 | 0.0018592 | 0.3025 | 0.30435
0.30012 | 0.033881 | 1.2966 | 0.0046566 | 0.08296 | 0.52225 | 0.0042351 | 0.30435 | 0.21653 | 0.83277 | 0.099619 | 0.00026729 | 0.0050447 | 0.0018592 | 0.3025 | 0.30435
Segment number |  |  |  |  | 24 | Length | 0.7 |  |  | feet
Est. water depth at upper end of segment | Circ. Seg. Ht. | Central angle | circ. Seg. Area | Flow area | velocity | velocity head | total head | Arc length | Wet. Perim. | Hydraulic Radius | Friction slope | Friction slope | Friction head | Total head | Total head
y2 | h | theta | K | A | V2 | hv2 | H2 | s | Pw | R2 | Sf2 | Sf1 | hf2 | H1 | H2*
(ft) | (ft) | (rad) | (ft^2) | (ft^2) | (ft/s) | (ft) | (ft) | (ft) | (ft) | (ft) | (ft/ft) | (ft/ft) | (ft) | (ft) | (ft)
0.2 | 0.134 | 2.7438 | 0.032858 | 0.054758 | 0.79122 | 0.0097209 | 0.20972 | 0.45821 | 0.59109 | 0.09264 | 0.00067588 | 0.004657 | 0.0018665 | 0.30435 | 0.30622
0.24825 | 0.08575 | 2.1254 | 0.017783 | 0.069833 | 0.62041 | 0.0059769 | 0.25423 | 0.35494 | 0.69436 | 0.10057 | 0.00037246 | 0.004657 | 0.0017603 | 0.30435 | 0.30611
0.27419 | 0.059806 | 1.7477 | 0.010644 | 0.076972 | 0.56287 | 0.0049196 | 0.27911 | 0.29187 | 0.75743 | 0.10162 | 0.00030236 | 0.004657 | 0.0017358 | 0.30435 | 0.30609
0.28768 | 0.046318 | 1.5263 | 0.0073534 | 0.080263 | 0.53979 | 0.0045245 | 0.29221 | 0.2549 | 0.7944 | 0.10104 | 0.00028023 | 0.004657 | 0.001728 | 0.30435 | 0.30608
0.29462 | 0.03938 | 1.402 | 0.0058041 | 0.081812 | 0.52957 | 0.0043548 | 0.29897 | 0.23414 | 0.81516 | 0.10036 | 0.00027213 | 0.004657 | 0.0017252 | 0.30435 | 0.30608
0.29817 | 0.035828 | 1.3347 | 0.0050541 | 0.082562 | 0.52476 | 0.004276 | 0.30245 | 0.2229 | 0.8264 | 0.099906 | 0.00026884 | 0.004657 | 0.001724 | 0.30435 | 0.30608
0.29999 | 0.034013 | 1.2992 | 0.0046832 | 0.082933 | 0.52242 | 0.0042379 | 0.30423 | 0.21696 | 0.83233 | 0.099639 | 0.00026739 | 0.004657 | 0.0017235 | 0.30435 | 0.30608
0.30091 | 0.033086 | 1.2807 | 0.0044972 | 0.083119 | 0.52125 | 0.0042189 | 0.30513 | 0.21388 | 0.83541 | 0.099494 | 0.00026671 | 0.004657 | 0.0017233 | 0.30435 | 0.30608
0.30139 | 0.032614 | 1.2712 | 0.0044032 | 0.083213 | 0.52066 | 0.0042094 | 0.3056 | 0.2123 | 0.837 | 0.099418 | 0.00026638 | 0.004657 | 0.0017232 | 0.30435 | 0.30608
0.30163 | 0.032373 | 1.2664 | 0.0043555 | 0.083261 | 0.52036 | 0.0042046 | 0.30583 | 0.21148 | 0.83781 | 0.099379 | 0.00026622 | 0.004657 | 0.0017231 | 0.30435 | 0.30608
0.30175 | 0.03225 | 1.2639 | 0.0043312 | 0.083285 | 0.52021 | 0.0042021 | 0.30595 | 0.21107 | 0.83823 | 0.099358 | 0.00026613 | 0.004657 | 0.0017231 | 0.30435 | 0.30608
0.30181 | 0.032187 | 1.2626 | 0.0043189 | 0.083297 | 0.52013 | 0.0042009 | 0.30601 | 0.21085 | 0.83844 | 0.099348 | 0.00026609 | 0.004657 | 0.0017231 | 0.30435 | 0.30608
0.30184 | 0.032155 | 1.262 | 0.0043126 | 0.083304 | 0.52009 | 0.0042002 | 0.30604 | 0.21075 | 0.83855 | 0.099343 | 0.00026607 | 0.004657 | 0.0017231 | 0.30435 | 0.30608
0.30186 | 0.032139 | 1.2616 | 0.0043094 | 0.083307 | 0.52007 | 0.0041999 | 0.30606 | 0.21069 | 0.8386 | 0.09934 | 0.00026606 | 0.004657 | 0.0017231 | 0.30435 | 0.30608
0.30187 | 0.032131 | 1.2615 | 0.0043077 | 0.083308 | 0.52006 | 0.0041997 | 0.30607 | 0.21066 | 0.83863 | 0.099338 | 0.00026606 | 0.004657 | 0.0017231 | 0.30435 | 0.30608
0.30187 | 0.032127 | 1.2614 | 0.0043069 | 0.083309 | 0.52006 | 0.0041997 | 0.30607 | 0.21065 | 0.83865 | 0.099338 | 0.00026605 | 0.004657 | 0.0017231 | 0.30435 | 0.30608
0.30188 | 0.032124 | 1.2613 | 0.0043065 | 0.08331 | 0.52005 | 0.0041996 | 0.30608 | 0.21064 | 0.83865 | 0.099337 | 0.00026605 | 0.004657 | 0.0017231 | 0.30435 | 0.30608
0.30188 | 0.032123 | 1.2613 | 0.0043062 | 0.08331 | 0.52005 | 0.0041996 | 0.30608 | 0.21064 | 0.83866 | 0.099337 | 0.00026605 | 0.004657 | 0.0017231 | 0.30435 | 0.30608
0.30188 | 0.032123 | 1.2613 | 0.0043061 | 0.08331 | 0.52005 | 0.0041996 | 0.30608 | 0.21064 | 0.83866 | 0.099337 | 0.00026605 | 0.004657 | 0.0017231 | 0.30435 | 0.30608
0.30188 | 0.032123 | 1.2613 | 0.0043061 | 0.08331 | 0.52005 | 0.0041996 | 0.30608 | 0.21063 | 0.83866 | 0.099337 | 0.00026605 | 0.004657 | 0.0017231 | 0.30435 | 0.30608
0.30188 | 0.032122 | 1.2613 | 0.004306 | 0.08331 | 0.52005 | 0.0041996 | 0.30608 | 0.21063 | 0.83866 | 0.099337 | 0.00026605 | 0.004657 | 0.0017231 | 0.30435 | 0.30608
0.30188 | 0.032122 | 1.2613 | 0.004306 | 0.08331 | 0.52005 | 0.0041996 | 0.30608 | 0.21063 | 0.83866 | 0.099337 | 0.00026605 | 0.004657 | 0.0017231 | 0.30435 | 0.30608
0.30188 | 0.032122 | 1.2613 | 0.004306 | 0.08331 | 0.52005 | 0.0041996 | 0.30608 | 0.21063 | 0.83866 | 0.099337 | 0.00026605 | 0.004657 | 0.0017231 | 0.30435 | 0.30608
0.30188 | 0.032122 | 1.2613 | 0.004306 | 0.08331 | 0.52005 | 0.0041996 | 0.30608 | 0.21063 | 0.83866 | 0.099337 | 0.00026605 | 0.004657 | 0.0017231 | 0.30435 | 0.30608
0.30188 | 0.032122 | 1.2613 | 0.004306 | 0.08331 | 0.52005 | 0.0041996 | 0.30608 | 0.21063 | 0.83866 | 0.099337 | 0.00026605 | 0.004657 | 0.0017231 | 0.30435 | 0.30608
0.30188 | 0.032122 | 1.2613 | 0.004306 | 0.08331 | 0.52005 | 0.0041996 | 0.30608 | 0.21063 | 0.83866 | 0.099337 | 0.00026605 | 0.004657 | 0.0017231 | 0.30435 | 0.30608
0.30188 | 0.032122 | 1.2613 | 0.004306 | 0.08331 | 0.52005 | 0.0041996 | 0.30608 | 0.21063 | 0.83866 | 0.099337 | 0.00026605 | 0.004657 | 0.0017231 | 0.30435 | 0.30608
0.30188 | 0.032122 | 1.2613 | 0.004306 | 0.08331 | 0.52005 | 0.0041996 | 0.30608 | 0.21063 | 0.83866 | 0.099337 | 0.00026605 | 0.004657 | 0.0017231 | 0.30435 | 0.30608
Segment number |  |  |  |  | 25 | Length | 0.7 |  |  | feet
Est. water depth at upper end of segment | Circ. Seg. Ht. | Central angle | circ. Seg. Area | Flow area | velocity | velocity head | total head | Arc length | Wet. Perim. | Hydraulic Radius | Friction slope | Friction slope | Friction head | Total head | Total head
y2 | h | theta | K | A | V2 | hv2 | H2 | s | Pw | R2 | Sf2 | Sf1 | hf2 | H1 | H2*
(ft) | (ft) | (rad) | (ft^2) | (ft^2) | (ft/s) | (ft) | (ft) | (ft) | (ft) | (ft) | (ft/ft) | (ft/ft) | (ft) | (ft) | (ft)
0.2 | 0.134 | 2.7438 | 0.032858 | 0.054758 | 0.79122 | 0.0097209 | 0.20972 | 0.45821 | 0.59109 | 0.09264 | 0.00067588 | 0.0043069 | 0.001744 | 0.30608 | 0.30782
0.24905 | 0.08495 | 2.1144 | 0.01755 | 0.070067 | 0.61835 | 0.0059372 | 0.25499 | 0.3531 | 0.69619 | 0.10064 | 0.00036964 | 0.0043069 | 0.0016368 | 0.30608 | 0.30771
0.27541 | 0.058586 | 1.7286 | 0.010333 | 0.077283 | 0.56061 | 0.0048801 | 0.28029 | 0.28867 | 0.76062 | 0.10161 | 0.0003 | 0.0043069 | 0.0016124 | 0.30608 | 0.30769
0.28911 | 0.044888 | 1.5014 | 0.0070255 | 0.080591 | 0.5376 | 0.0044878 | 0.2936 | 0.25074 | 0.79856 | 0.10092 | 0.00027838 | 0.0043069 | 0.0016048 | 0.30608 | 0.30768
0.29615 | 0.037847 | 1.3733 | 0.0054766 | 0.082139 | 0.52746 | 0.0043201 | 0.30047 | 0.22934 | 0.81995 | 0.10018 | 0.00027064 | 0.0043069 | 0.0016021 | 0.30608 | 0.30768
0.29976 | 0.034244 | 1.3038 | 0.0047299 | 0.082886 | 0.52271 | 0.0042426 | 0.304 | 0.21773 | 0.83157 | 0.099675 | 0.00026757 | 0.0043069 | 0.0016011 | 0.30608 | 0.30768
0.3016 | 0.032404 | 1.267 | 0.0043616 | 0.083254 | 0.5204 | 0.0042052 | 0.3058 | 0.21159 | 0.83771 | 0.099384 | 0.00026624 | 0.0043069 | 0.0016006 | 0.30608 | 0.30768
0.30253 | 0.031466 | 1.2479 | 0.0041773 | 0.083439 | 0.51925 | 0.0041866 | 0.30672 | 0.2084 | 0.8409 | 0.099226 | 0.00026563 | 0.0043069 | 0.0016004 | 0.30608 | 0.30768
0.30301 | 0.030987 | 1.238 | 0.0040843 | 0.083532 | 0.51867 | 0.0041773 | 0.30719 | 0.20675 | 0.84254 | 0.099143 | 0.00026533 | 0.0043069 | 0.0016003 | 0.30608 | 0.30768
0.30326 | 0.030743 | 1.233 | 0.0040371 | 0.083579 | 0.51838 | 0.0041726 | 0.30743 | 0.20591 | 0.84338 | 0.0991 | 0.00026518 | 0.0043069 | 0.0016002 | 0.30608 | 0.30768
0.30338 | 0.030619 | 1.2304 | 0.0040131 | 0.083603 | 0.51823 | 0.0041702 | 0.30755 | 0.20548 | 0.84381 | 0.099078 | 0.00026511 | 0.0043069 | 0.0016002 | 0.30608 | 0.30768
0.30344 | 0.030556 | 1.2291 | 0.0040009 | 0.083615 | 0.51815 | 0.004169 | 0.30761 | 0.20526 | 0.84403 | 0.099066 | 0.00026507 | 0.0043069 | 0.0016002 | 0.30608 | 0.30768
0.30348 | 0.030524 | 1.2284 | 0.0039947 | 0.083621 | 0.51811 | 0.0041684 | 0.30764 | 0.20515 | 0.84414 | 0.09906 | 0.00026506 | 0.0043069 | 0.0016002 | 0.30608 | 0.30768
0.30349 | 0.030507 | 1.2281 | 0.0039916 | 0.083625 | 0.51809 | 0.004168 | 0.30766 | 0.20509 | 0.8442 | 0.099057 | 0.00026505 | 0.0043069 | 0.0016002 | 0.30608 | 0.30768
0.3035 | 0.030499 | 1.2279 | 0.00399 | 0.083626 | 0.51808 | 0.0041679 | 0.30767 | 0.20506 | 0.84423 | 0.099056 | 0.00026504 | 0.0043069 | 0.0016002 | 0.30608 | 0.30768
0.30351 | 0.030495 | 1.2278 | 0.0039891 | 0.083627 | 0.51808 | 0.0041678 | 0.30767 | 0.20505 | 0.84425 | 0.099055 | 0.00026504 | 0.0043069 | 0.0016002 | 0.30608 | 0.30768
0.30351 | 0.030492 | 1.2278 | 0.0039887 | 0.083627 | 0.51808 | 0.0041678 | 0.30768 | 0.20504 | 0.84425 | 0.099055 | 0.00026504 | 0.0043069 | 0.0016002 | 0.30608 | 0.30768
0.30351 | 0.030491 | 1.2278 | 0.0039885 | 0.083628 | 0.51808 | 0.0041677 | 0.30768 | 0.20504 | 0.84426 | 0.099055 | 0.00026504 | 0.0043069 | 0.0016002 | 0.30608 | 0.30768
0.30351 | 0.030491 | 1.2278 | 0.0039884 | 0.083628 | 0.51807 | 0.0041677 | 0.30768 | 0.20504 | 0.84426 | 0.099055 | 0.00026504 | 0.0043069 | 0.0016002 | 0.30608 | 0.30768
0.30351 | 0.030491 | 1.2277 | 0.0039883 | 0.083628 | 0.51807 | 0.0041677 | 0.30768 | 0.20503 | 0.84426 | 0.099054 | 0.00026504 | 0.0043069 | 0.0016002 | 0.30608 | 0.30768
0.30351 | 0.03049 | 1.2277 | 0.0039883 | 0.083628 | 0.51807 | 0.0041677 | 0.30768 | 0.20503 | 0.84426 | 0.099054 | 0.00026504 | 0.0043069 | 0.0016002 | 0.30608 | 0.30768
0.30351 | 0.03049 | 1.2277 | 0.0039883 | 0.083628 | 0.51807 | 0.0041677 | 0.30768 | 0.20503 | 0.84426 | 0.099054 | 0.00026504 | 0.0043069 | 0.0016002 | 0.30608 | 0.30768
0.30351 | 0.03049 | 1.2277 | 0.0039883 | 0.083628 | 0.51807 | 0.0041677 | 0.30768 | 0.20503 | 0.84426 | 0.099054 | 0.00026504 | 0.0043069 | 0.0016002 | 0.30608 | 0.30768
0.30351 | 0.03049 | 1.2277 | 0.0039883 | 0.083628 | 0.51807 | 0.0041677 | 0.30768 | 0.20503 | 0.84426 | 0.099054 | 0.00026504 | 0.0043069 | 0.0016002 | 0.30608 | 0.30768
0.30351 | 0.03049 | 1.2277 | 0.0039883 | 0.083628 | 0.51807 | 0.0041677 | 0.30768 | 0.20503 | 0.84426 | 0.099054 | 0.00026504 | 0.0043069 | 0.0016002 | 0.30608 | 0.30768
0.30351 | 0.03049 | 1.2277 | 0.0039883 | 0.083628 | 0.51807 | 0.0041677 | 0.30768 | 0.20503 | 0.84426 | 0.099054 | 0.00026504 | 0.0043069 | 0.0016002 | 0.30608 | 0.30768
0.30351 | 0.03049 | 1.2277 | 0.0039883 | 0.083628 | 0.51807 | 0.0041677 | 0.30768 | 0.20503 | 0.84426 | 0.099054 | 0.00026504 | 0.0043069 | 0.0016002 | 0.30608 | 0.30768
0.30351 | 0.03049 | 1.2277 | 0.0039883 | 0.083628 | 0.51807 | 0.0041677 | 0.30768 | 0.20503 | 0.84426 | 0.099054 | 0.00026504 | 0.0043069 | 0.0016002 | 0.30608 | 0.30768
Segment number |  |  |  |  | 26 | Length | 0.7 |  |  | feet
Est. water depth at upper end of segment | Circ. Seg. Ht. | Central angle | circ. Seg. Area | Flow area | velocity | velocity head | total head | Arc length | Wet. Perim. | Hydraulic Radius | Friction slope | Friction slope | Friction head | Total head | Total head
y2 | h | theta | K | A | V2 | hv2 | H2 | s | Pw | R2 | Sf2 | Sf1 | hf2 | H1 | H2*
(ft) | (ft) | (rad) | (ft^2) | (ft^2) | (ft/s) | (ft) | (ft) | (ft) | (ft) | (ft) | (ft/ft) | (ft/ft) | (ft) | (ft) | (ft)
0.2 | 0.134 | 2.7438 | 0.032858 | 0.054758 | 0.79122 | 0.0097209 | 0.20972 | 0.45821 | 0.59109 | 0.09264 | 0.00067588 | 0.0039887 | 0.0016326 | 0.30768 | 0.30931
0.24979 | 0.084205 | 2.1041 | 0.017333 | 0.070283 | 0.61644 | 0.0059007 | 0.2557 | 0.35139 | 0.6979 | 0.10071 | 0.00036706 | 0.0039887 | 0.0015245 | 0.30768 | 0.3092
0.27655 | 0.057452 | 1.7106 | 0.010046 | 0.07757 | 0.55853 | 0.004844 | 0.28139 | 0.28568 | 0.76362 | 0.10158 | 0.00029787 | 0.0039887 | 0.0015003 | 0.30768 | 0.30918
0.29044 | 0.043559 | 1.4779 | 0.0067245 | 0.080892 | 0.5356 | 0.0044544 | 0.2949 | 0.24681 | 0.80248 | 0.1008 | 0.00027674 | 0.0039887 | 0.0014929 | 0.30768 | 0.30917
0.29758 | 0.036422 | 1.3462 | 0.0051773 | 0.082439 | 0.52555 | 0.0042888 | 0.30187 | 0.22481 | 0.82449 | 0.099988 | 0.00026935 | 0.0039887 | 0.0014903 | 0.30768 | 0.30917
0.30123 | 0.032771 | 1.2744 | 0.0044344 | 0.083182 | 0.52085 | 0.0042125 | 0.30544 | 0.21282 | 0.83647 | 0.099444 | 0.00026649 | 0.0039887 | 0.0014893 | 0.30768 | 0.30917
0.30309 | 0.030909 | 1.2364 | 0.004069 | 0.083547 | 0.51857 | 0.0041758 | 0.30727 | 0.20648 | 0.84281 | 0.099129 | 0.00026528 | 0.0039887 | 0.0014889 | 0.30768 | 0.30917
0.30404 | 0.029959 | 1.2167 | 0.0038865 | 0.08373 | 0.51744 | 0.0041576 | 0.3082 | 0.20318 | 0.84611 | 0.098958 | 0.00026474 | 0.0039887 | 0.0014887 | 0.30768 | 0.30917
0.30452 | 0.029475 | 1.2065 | 0.0037945 | 0.083822 | 0.51688 | 0.0041485 | 0.30867 | 0.20148 | 0.84781 | 0.098868 | 0.00026447 | 0.0039887 | 0.0014886 | 0.30768 | 0.30917
0.30477 | 0.029229 | 1.2013 | 0.0037479 | 0.083868 | 0.51659 | 0.0041439 | 0.30892 | 0.20061 | 0.84868 | 0.098822 | 0.00026435 | 0.0039887 | 0.0014886 | 0.30768 | 0.30917
0.3049 | 0.029103 | 1.1986 | 0.0037242 | 0.083892 | 0.51644 | 0.0041415 | 0.30904 | 0.20017 | 0.84913 | 0.098798 | 0.00026428 | 0.0039887 | 0.0014886 | 0.30768 | 0.30917
0.30496 | 0.029039 | 1.1972 | 0.0037122 | 0.083904 | 0.51637 | 0.0041403 | 0.3091 | 0.19994 | 0.84935 | 0.098786 | 0.00026425 | 0.0039887 | 0.0014885 | 0.30768 | 0.30917
0.30499 | 0.029007 | 1.1966 | 0.003706 | 0.08391 | 0.51633 | 0.0041397 | 0.30913 | 0.19983 | 0.84947 | 0.098779 | 0.00026423 | 0.0039887 | 0.0014885 | 0.30768 | 0.30917
0.30501 | 0.02899 | 1.1962 | 0.0037029 | 0.083913 | 0.51631 | 0.0041394 | 0.30915 | 0.19977 | 0.84953 | 0.098776 | 0.00026423 | 0.0039887 | 0.0014885 | 0.30768 | 0.30917
0.30502 | 0.028982 | 1.196 | 0.0037013 | 0.083915 | 0.5163 | 0.0041393 | 0.30916 | 0.19974 | 0.84956 | 0.098775 | 0.00026422 | 0.0039887 | 0.0014885 | 0.30768 | 0.30917
0.30502 | 0.028978 | 1.1959 | 0.0037005 | 0.083916 | 0.5163 | 0.0041392 | 0.30916 | 0.19972 | 0.84957 | 0.098774 | 0.00026422 | 0.0039887 | 0.0014885 | 0.30768 | 0.30917
0.30502 | 0.028975 | 1.1959 | 0.0037001 | 0.083916 | 0.5163 | 0.0041391 | 0.30916 | 0.19971 | 0.84958 | 0.098773 | 0.00026422 | 0.0039887 | 0.0014885 | 0.30768 | 0.30917
0.30503 | 0.028974 | 1.1959 | 0.0036999 | 0.083916 | 0.51629 | 0.0041391 | 0.30916 | 0.19971 | 0.84959 | 0.098773 | 0.00026422 | 0.0039887 | 0.0014885 | 0.30768 | 0.30917
0.30503 | 0.028974 | 1.1959 | 0.0036998 | 0.083916 | 0.51629 | 0.0041391 | 0.30917 | 0.19971 | 0.84959 | 0.098773 | 0.00026422 | 0.0039887 | 0.0014885 | 0.30768 | 0.30917
0.30503 | 0.028973 | 1.1958 | 0.0036998 | 0.083916 | 0.51629 | 0.0041391 | 0.30917 | 0.19971 | 0.84959 | 0.098773 | 0.00026422 | 0.0039887 | 0.0014885 | 0.30768 | 0.30917
0.30503 | 0.028973 | 1.1958 | 0.0036997 | 0.083916 | 0.51629 | 0.0041391 | 0.30917 | 0.19971 | 0.84959 | 0.098773 | 0.00026422 | 0.0039887 | 0.0014885 | 0.30768 | 0.30917
0.30503 | 0.028973 | 1.1958 | 0.0036997 | 0.083916 | 0.51629 | 0.0041391 | 0.30917 | 0.19971 | 0.84959 | 0.098773 | 0.00026422 | 0.0039887 | 0.0014885 | 0.30768 | 0.30917
0.30503 | 0.028973 | 1.1958 | 0.0036997 | 0.083916 | 0.51629 | 0.0041391 | 0.30917 | 0.19971 | 0.84959 | 0.098773 | 0.00026422 | 0.0039887 | 0.0014885 | 0.30768 | 0.30917
0.30503 | 0.028973 | 1.1958 | 0.0036997 | 0.083916 | 0.51629 | 0.0041391 | 0.30917 | 0.19971 | 0.84959 | 0.098773 | 0.00026422 | 0.0039887 | 0.0014885 | 0.30768 | 0.30917
0.30503 | 0.028973 | 1.1958 | 0.0036997 | 0.083916 | 0.51629 | 0.0041391 | 0.30917 | 0.19971 | 0.84959 | 0.098773 | 0.00026422 | 0.0039887 | 0.0014885 | 0.30768 | 0.30917
0.30503 | 0.028973 | 1.1958 | 0.0036997 | 0.083916 | 0.51629 | 0.0041391 | 0.30917 | 0.19971 | 0.84959 | 0.098773 | 0.00026422 | 0.0039887 | 0.0014885 | 0.30768 | 0.30917
0.30503 | 0.028973 | 1.1958 | 0.0036997 | 0.083916 | 0.51629 | 0.0041391 | 0.30917 | 0.19971 | 0.84959 | 0.098773 | 0.00026422 | 0.0039887 | 0.0014885 | 0.30768 | 0.30917
0.30503 | 0.028973 | 1.1958 | 0.0036997 | 0.083916 | 0.51629 | 0.0041391 | 0.30917 | 0.19971 | 0.84959 | 0.098773 | 0.00026422 | 0.0039887 | 0.0014885 | 0.30768 | 0.30917
Segment number |  |  |  |  | 27 | Length | 0.7 |  |  | feet
Est. water depth at upper end of segment | Circ. Seg. Ht. | Central angle | circ. Seg. Area | Flow area | velocity | velocity head | total head | Arc length | Wet. Perim. | Hydraulic Radius | Friction slope | Friction slope | Friction head | Total head | Total head
y2 | h | theta | K | A | V2 | hv2 | H2 | s | Pw | R2 | Sf2 | Sf1 | hf2 | H1 | H2*
(ft) | (ft) | (rad) | (ft^2) | (ft^2) | (ft/s) | (ft) | (ft) | (ft) | (ft) | (ft) | (ft/ft) | (ft/ft) | (ft) | (ft) | (ft)
0.2 | 0.134 | 2.7438 | 0.032858 | 0.054758 | 0.79122 | 0.0097209 | 0.20972 | 0.45821 | 0.59109 | 0.09264 | 0.00067588 | 0.0037001 | 0.0015316 | 0.30917 | 0.3107
0.25049 | 0.083512 | 2.0946 | 0.017132 | 0.070484 | 0.61469 | 0.0058671 | 0.25636 | 0.34979 | 0.6995 | 0.10076 | 0.0003647 | 0.0037001 | 0.0014227 | 0.30917 | 0.31059
0.27761 | 0.056395 | 1.6938 | 0.0097802 | 0.077836 | 0.55663 | 0.004811 | 0.28242 | 0.28287 | 0.76643 | 0.10156 | 0.00029594 | 0.0037001 | 0.0013986 | 0.30917 | 0.31056
0.29168 | 0.042321 | 1.4558 | 0.0064477 | 0.081168 | 0.53377 | 0.0044241 | 0.2961 | 0.24311 | 0.80618 | 0.10068 | 0.00027529 | 0.0037001 | 0.0013914 | 0.30917 | 0.31056
0.29891 | 0.035094 | 1.3204 | 0.0049031 | 0.082713 | 0.5238 | 0.0042604 | 0.30317 | 0.22051 | 0.82878 | 0.099801 | 0.00026823 | 0.0037001 | 0.0013889 | 0.30917 | 0.31055
0.3026 | 0.0314 | 1.2465 | 0.0041644 | 0.083452 | 0.51917 | 0.0041853 | 0.30679 | 0.20817 | 0.84112 | 0.099214 | 0.00026558 | 0.0037001 | 0.001388 | 0.30917 | 0.31055
0.30448 | 0.029515 | 1.2073 | 0.0038021 | 0.083814 | 0.51692 | 0.0041492 | 0.30863 | 0.20162 | 0.84767 | 0.098876 | 0.0002645 | 0.0037001 | 0.0013876 | 0.30917 | 0.31055
0.30544 | 0.028556 | 1.1869 | 0.0036214 | 0.083995 | 0.51581 | 0.0041314 | 0.30958 | 0.19822 | 0.85108 | 0.098692 | 0.00026401 | 0.0037001 | 0.0013874 | 0.30917 | 0.31055
0.30593 | 0.028067 | 1.1764 | 0.0035305 | 0.084086 | 0.51525 | 0.0041225 | 0.31006 | 0.19646 | 0.85283 | 0.098596 | 0.00026379 | 0.0037001 | 0.0013874 | 0.30917 | 0.31055
0.30618 | 0.027818 | 1.171 | 0.0034845 | 0.084132 | 0.51497 | 0.004118 | 0.3103 | 0.19556 | 0.85373 | 0.098546 | 0.00026367 | 0.0037001 | 0.0013873 | 0.30917 | 0.31055
0.30631 | 0.027691 | 1.1683 | 0.0034611 | 0.084155 | 0.51483 | 0.0041157 | 0.31042 | 0.1951 | 0.85419 | 0.09852 | 0.00026362 | 0.0037001 | 0.0013873 | 0.30917 | 0.31055
0.30637 | 0.027627 | 1.1669 | 0.0034493 | 0.084167 | 0.51476 | 0.0041145 | 0.31049 | 0.19487 | 0.85442 | 0.098507 | 0.00026359 | 0.0037001 | 0.0013873 | 0.30917 | 0.31055
0.30641 | 0.027594 | 1.1662 | 0.0034432 | 0.084173 | 0.51472 | 0.0041139 | 0.31052 | 0.19475 | 0.85454 | 0.0985 | 0.00026358 | 0.0037001 | 0.0013873 | 0.30917 | 0.31055
0.30642 | 0.027577 | 1.1658 | 0.0034402 | 0.084176 | 0.5147 | 0.0041136 | 0.31054 | 0.19469 | 0.8546 | 0.098497 | 0.00026357 | 0.0037001 | 0.0013873 | 0.30917 | 0.31055
0.30643 | 0.027569 | 1.1656 | 0.0034386 | 0.084177 | 0.51469 | 0.0041135 | 0.31054 | 0.19466 | 0.85463 | 0.098495 | 0.00026357 | 0.0037001 | 0.0013873 | 0.30917 | 0.31055
0.30644 | 0.027564 | 1.1655 | 0.0034378 | 0.084178 | 0.51469 | 0.0041134 | 0.31055 | 0.19464 | 0.85465 | 0.098494 | 0.00026357 | 0.0037001 | 0.0013873 | 0.30917 | 0.31055
0.30644 | 0.027562 | 1.1655 | 0.0034374 | 0.084179 | 0.51468 | 0.0041133 | 0.31055 | 0.19464 | 0.85466 | 0.098494 | 0.00026356 | 0.0037001 | 0.0013873 | 0.30917 | 0.31055
0.30644 | 0.027561 | 1.1655 | 0.0034372 | 0.084179 | 0.51468 | 0.0041133 | 0.31055 | 0.19463 | 0.85466 | 0.098494 | 0.00026356 | 0.0037001 | 0.0013873 | 0.30917 | 0.31055
0.30644 | 0.027561 | 1.1654 | 0.0034371 | 0.084179 | 0.51468 | 0.0041133 | 0.31055 | 0.19463 | 0.85466 | 0.098494 | 0.00026356 | 0.0037001 | 0.0013873 | 0.30917 | 0.31055
0.30644 | 0.02756 | 1.1654 | 0.003437 | 0.084179 | 0.51468 | 0.0041133 | 0.31055 | 0.19463 | 0.85467 | 0.098494 | 0.00026356 | 0.0037001 | 0.0013873 | 0.30917 | 0.31055
0.30644 | 0.02756 | 1.1654 | 0.003437 | 0.084179 | 0.51468 | 0.0041133 | 0.31055 | 0.19463 | 0.85467 | 0.098494 | 0.00026356 | 0.0037001 | 0.0013873 | 0.30917 | 0.31055
0.30644 | 0.02756 | 1.1654 | 0.003437 | 0.084179 | 0.51468 | 0.0041133 | 0.31055 | 0.19463 | 0.85467 | 0.098494 | 0.00026356 | 0.0037001 | 0.0013873 | 0.30917 | 0.31055
0.30644 | 0.02756 | 1.1654 | 0.003437 | 0.084179 | 0.51468 | 0.0041133 | 0.31055 | 0.19463 | 0.85467 | 0.098494 | 0.00026356 | 0.0037001 | 0.0013873 | 0.30917 | 0.31055
0.30644 | 0.02756 | 1.1654 | 0.003437 | 0.084179 | 0.51468 | 0.0041133 | 0.31055 | 0.19463 | 0.85467 | 0.098494 | 0.00026356 | 0.0037001 | 0.0013873 | 0.30917 | 0.31055
0.30644 | 0.02756 | 1.1654 | 0.003437 | 0.084179 | 0.51468 | 0.0041133 | 0.31055 | 0.19463 | 0.85467 | 0.098493 | 0.00026356 | 0.0037001 | 0.0013873 | 0.30917 | 0.31055
0.30644 | 0.02756 | 1.1654 | 0.003437 | 0.084179 | 0.51468 | 0.0041133 | 0.31055 | 0.19463 | 0.85467 | 0.098493 | 0.00026356 | 0.0037001 | 0.0013873 | 0.30917 | 0.31055
0.30644 | 0.02756 | 1.1654 | 0.003437 | 0.084179 | 0.51468 | 0.0041133 | 0.31055 | 0.19463 | 0.85467 | 0.098493 | 0.00026356 | 0.0037001 | 0.0013873 | 0.30917 | 0.31055
0.30644 | 0.02756 | 1.1654 | 0.003437 | 0.084179 | 0.51468 | 0.0041133 | 0.31055 | 0.19463 | 0.85467 | 0.098493 | 0.00026356 | 0.0037001 | 0.0013873 | 0.30917 | 0.31055
Segment number |  |  |  |  | 28 | Length | 0.7 |  |  | feet
Est. water depth at upper end of segment | Circ. Seg. Ht. | Central angle | circ. Seg. Area | Flow area | velocity | velocity head | total head | Arc length | Wet. Perim. | Hydraulic Radius | Friction slope | Friction slope | Friction head | Total head | Total head
y2 | h | theta | K | A | V2 | hv2 | H2 | s | Pw | R2 | Sf2 | Sf1 | hf2 | H1 | H2*
(ft) | (ft) | (rad) | (ft^2) | (ft^2) | (ft/s) | (ft) | (ft) | (ft) | (ft) | (ft) | (ft/ft) | (ft/ft) | (ft) | (ft) | (ft)
0.2 | 0.134 | 2.7438 | 0.032858 | 0.054758 | 0.79122 | 0.0097209 | 0.20972 | 0.45821 | 0.59109 | 0.09264 | 0.00067588 | 0.0034374 | 0.0014396 | 0.31055 | 0.31199
0.25114 | 0.082864 | 2.0856 | 0.016945 | 0.070671 | 0.61306 | 0.0058361 | 0.25697 | 0.34829 | 0.701 | 0.10081 | 0.00036252 | 0.0034374 | 0.00133 | 0.31055 | 0.31188
0.27859 | 0.055408 | 1.678 | 0.0095342 | 0.078082 | 0.55487 | 0.0047808 | 0.28337 | 0.28022 | 0.76907 | 0.10153 | 0.00029419 | 0.0034374 | 0.0013061 | 0.31055 | 0.31186
0.29284 | 0.041165 | 1.4348 | 0.0061923 | 0.081424 | 0.5321 | 0.0043964 | 0.29723 | 0.23962 | 0.80968 | 0.10056 | 0.000274 | 0.0034374 | 0.001299 | 0.31055 | 0.31185
0.30015 | 0.033854 | 1.296 | 0.0046512 | 0.082965 | 0.52221 | 0.0042346 | 0.30438 | 0.21644 | 0.83285 | 0.099615 | 0.00026727 | 0.0034374 | 0.0012966 | 0.31055 | 0.31185
0.30388 | 0.03012 | 1.22 | 0.0039172 | 0.083699 | 0.51763 | 0.0041606 | 0.30804 | 0.20374 | 0.84555 | 0.098987 | 0.00026482 | 0.0034374 | 0.0012958 | 0.31055 | 0.31185
0.30578 | 0.028216 | 1.1796 | 0.0035581 | 0.084058 | 0.51542 | 0.0041252 | 0.30991 | 0.197 | 0.8523 | 0.098625 | 0.00026385 | 0.0034374 | 0.0012954 | 0.31055 | 0.31185
0.30675 | 0.027246 | 1.1586 | 0.0033794 | 0.084237 | 0.51433 | 0.0041077 | 0.31086 | 0.19348 | 0.85581 | 0.098429 | 0.00026343 | 0.0034374 | 0.0012953 | 0.31055 | 0.31185
0.30725 | 0.026753 | 1.1477 | 0.0032896 | 0.084327 | 0.51378 | 0.0040989 | 0.31135 | 0.19167 | 0.85762 | 0.098326 | 0.00026324 | 0.0034374 | 0.0012952 | 0.31055 | 0.31185
0.3075 | 0.026501 | 1.1422 | 0.0032441 | 0.084372 | 0.5135 | 0.0040945 | 0.31159 | 0.19075 | 0.85855 | 0.098273 | 0.00026315 | 0.0034374 | 0.0012952 | 0.31055 | 0.31185
0.30763 | 0.026374 | 1.1394 | 0.0032211 | 0.084395 | 0.51336 | 0.0040923 | 0.31172 | 0.19027 | 0.85902 | 0.098246 | 0.0002631 | 0.0034374 | 0.0012952 | 0.31055 | 0.31185
0.30769 | 0.026309 | 1.1379 | 0.0032094 | 0.084407 | 0.51329 | 0.0040912 | 0.31178 | 0.19003 | 0.85926 | 0.098232 | 0.00026308 | 0.0034374 | 0.0012952 | 0.31055 | 0.31185
0.30772 | 0.026276 | 1.1372 | 0.0032035 | 0.084413 | 0.51326 | 0.0040906 | 0.31181 | 0.18991 | 0.85938 | 0.098224 | 0.00026306 | 0.0034374 | 0.0012952 | 0.31055 | 0.31185
0.30774 | 0.026259 | 1.1368 | 0.0032004 | 0.084416 | 0.51324 | 0.0040903 | 0.31183 | 0.18985 | 0.85945 | 0.098221 | 0.00026306 | 0.0034374 | 0.0012952 | 0.31055 | 0.31185
0.30775 | 0.02625 | 1.1366 | 0.0031989 | 0.084417 | 0.51323 | 0.0040901 | 0.31184 | 0.18982 | 0.85948 | 0.098219 | 0.00026306 | 0.0034374 | 0.0012952 | 0.31055 | 0.31185
0.30775 | 0.026246 | 1.1365 | 0.0031981 | 0.084418 | 0.51323 | 0.0040901 | 0.31184 | 0.1898 | 0.8595 | 0.098218 | 0.00026305 | 0.0034374 | 0.0012952 | 0.31055 | 0.31185
0.30776 | 0.026244 | 1.1365 | 0.0031977 | 0.084418 | 0.51322 | 0.00409 | 0.31185 | 0.18979 | 0.8595 | 0.098218 | 0.00026305 | 0.0034374 | 0.0012952 | 0.31055 | 0.31185
0.30776 | 0.026243 | 1.1364 | 0.0031975 | 0.084419 | 0.51322 | 0.00409 | 0.31185 | 0.18979 | 0.85951 | 0.098217 | 0.00026305 | 0.0034374 | 0.0012952 | 0.31055 | 0.31185
0.30776 | 0.026242 | 1.1364 | 0.0031974 | 0.084419 | 0.51322 | 0.00409 | 0.31185 | 0.18978 | 0.85951 | 0.098217 | 0.00026305 | 0.0034374 | 0.0012952 | 0.31055 | 0.31185
0.30776 | 0.026242 | 1.1364 | 0.0031974 | 0.084419 | 0.51322 | 0.00409 | 0.31185 | 0.18978 | 0.85951 | 0.098217 | 0.00026305 | 0.0034374 | 0.0012952 | 0.31055 | 0.31185
0.30776 | 0.026242 | 1.1364 | 0.0031973 | 0.084419 | 0.51322 | 0.00409 | 0.31185 | 0.18978 | 0.85951 | 0.098217 | 0.00026305 | 0.0034374 | 0.0012952 | 0.31055 | 0.31185
0.30776 | 0.026242 | 1.1364 | 0.0031973 | 0.084419 | 0.51322 | 0.00409 | 0.31185 | 0.18978 | 0.85951 | 0.098217 | 0.00026305 | 0.0034374 | 0.0012952 | 0.31055 | 0.31185
0.30776 | 0.026242 | 1.1364 | 0.0031973 | 0.084419 | 0.51322 | 0.00409 | 0.31185 | 0.18978 | 0.85951 | 0.098217 | 0.00026305 | 0.0034374 | 0.0012952 | 0.31055 | 0.31185
0.30776 | 0.026242 | 1.1364 | 0.0031973 | 0.084419 | 0.51322 | 0.00409 | 0.31185 | 0.18978 | 0.85951 | 0.098217 | 0.00026305 | 0.0034374 | 0.0012952 | 0.31055 | 0.31185
0.30776 | 0.026242 | 1.1364 | 0.0031973 | 0.084419 | 0.51322 | 0.00409 | 0.31185 | 0.18978 | 0.85951 | 0.098217 | 0.00026305 | 0.0034374 | 0.0012952 | 0.31055 | 0.31185
0.30776 | 0.026242 | 1.1364 | 0.0031973 | 0.084419 | 0.51322 | 0.00409 | 0.31185 | 0.18978 | 0.85951 | 0.098217 | 0.00026305 | 0.0034374 | 0.0012952 | 0.31055 | 0.31185
0.30776 | 0.026242 | 1.1364 | 0.0031973 | 0.084419 | 0.51322 | 0.00409 | 0.31185 | 0.18978 | 0.85951 | 0.098217 | 0.00026305 | 0.0034374 | 0.0012952 | 0.31055 | 0.31185
0.30776 | 0.026242 | 1.1364 | 0.0031973 | 0.084419 | 0.51322 | 0.00409 | 0.31185 | 0.18978 | 0.85951 | 0.098217 | 0.00026305 | 0.0034374 | 0.0012952 | 0.31055 | 0.31185
Segment number |  |  |  |  | 29 | Length | 0.7 |  |  | feet
Est. water depth at upper end of segment | Circ. Seg. Ht. | Central angle | circ. Seg. Area | Flow area | velocity | velocity head | total head | Arc length | Wet. Perim. | Hydraulic Radius | Friction slope | Friction slope | Friction head | Total head | Total head
y2 | h | theta | K | A | V2 | hv2 | H2 | s | Pw | R2 | Sf2 | Sf1 | hf2 | H1 | H2*
(ft) | (ft) | (rad) | (ft^2) | (ft^2) | (ft/s) | (ft) | (ft) | (ft) | (ft) | (ft) | (ft/ft) | (ft/ft) | (ft) | (ft) | (ft)
0.2 | 0.134 | 2.7438 | 0.032858 | 0.054758 | 0.79122 | 0.0097209 | 0.20972 | 0.45821 | 0.59109 | 0.09264 | 0.00067588 | 0.0031977 | 0.0013558 | 0.31185 | 0.3132
0.25174 | 0.082258 | 2.0772 | 0.016771 | 0.070845 | 0.61155 | 0.0058073 | 0.25755 | 0.34689 | 0.70241 | 0.10086 | 0.00036051 | 0.0031977 | 0.0012454 | 0.31185 | 0.31309
0.27951 | 0.054486 | 1.6631 | 0.0093057 | 0.07831 | 0.55325 | 0.0047529 | 0.28427 | 0.27774 | 0.77156 | 0.1015 | 0.0002926 | 0.0031977 | 0.0012216 | 0.31185 | 0.31307
0.29392 | 0.040084 | 1.415 | 0.0059564 | 0.08166 | 0.53056 | 0.004371 | 0.29829 | 0.23631 | 0.81298 | 0.10044 | 0.00027285 | 0.0031977 | 0.0012147 | 0.31185 | 0.31306
0.3013 | 0.032696 | 1.2729 | 0.0044195 | 0.083197 | 0.52076 | 0.004211 | 0.30551 | 0.21257 | 0.83672 | 0.099432 | 0.00026644 | 0.0031977 | 0.0012125 | 0.31185 | 0.31306
0.30508 | 0.028923 | 1.1948 | 0.0036903 | 0.083926 | 0.51623 | 0.0041382 | 0.30922 | 0.19953 | 0.84977 | 0.098763 | 0.00026419 | 0.0031977 | 0.0012117 | 0.31185 | 0.31306
0.307 | 0.027001 | 1.1532 | 0.0033346 | 0.084281 | 0.51406 | 0.0041033 | 0.3111 | 0.19259 | 0.85671 | 0.098378 | 0.00026333 | 0.0031977 | 0.0012114 | 0.31185 | 0.31306
0.30798 | 0.026022 | 1.1315 | 0.0031579 | 0.084458 | 0.51298 | 0.0040862 | 0.31206 | 0.18897 | 0.86033 | 0.09817 | 0.00026298 | 0.0031977 | 0.0012112 | 0.31185 | 0.31306
0.30848 | 0.025524 | 1.1204 | 0.0030692 | 0.084547 | 0.51244 | 0.0040776 | 0.31255 | 0.1871 | 0.86219 | 0.09806 | 0.00026282 | 0.0031977 | 0.0012112 | 0.31185 | 0.31306
0.30873 | 0.025271 | 1.1146 | 0.0030244 | 0.084592 | 0.51217 | 0.0040733 | 0.3128 | 0.18614 | 0.86315 | 0.098004 | 0.00026274 | 0.0031977 | 0.0012112 | 0.31185 | 0.31306
0.30886 | 0.025142 | 1.1117 | 0.0030017 | 0.084614 | 0.51203 | 0.0040711 | 0.31293 | 0.18566 | 0.86364 | 0.097975 | 0.0002627 | 0.0031977 | 0.0012111 | 0.31185 | 0.31306
0.30892 | 0.025077 | 1.1102 | 0.0029901 | 0.084626 | 0.51196 | 0.00407 | 0.31299 | 0.18541 | 0.86389 | 0.09796 | 0.00026268 | 0.0031977 | 0.0012111 | 0.31185 | 0.31306
0.30896 | 0.025044 | 1.1095 | 0.0029843 | 0.084632 | 0.51193 | 0.0040694 | 0.31303 | 0.18528 | 0.86401 | 0.097952 | 0.00026267 | 0.0031977 | 0.0012111 | 0.31185 | 0.31306
0.30897 | 0.025027 | 1.1091 | 0.0029813 | 0.084635 | 0.51191 | 0.0040691 | 0.31304 | 0.18522 | 0.86408 | 0.097948 | 0.00026267 | 0.0031977 | 0.0012111 | 0.31185 | 0.31306
0.30898 | 0.025018 | 1.1089 | 0.0029798 | 0.084636 | 0.5119 | 0.004069 | 0.31305 | 0.18519 | 0.86411 | 0.097946 | 0.00026267 | 0.0031977 | 0.0012111 | 0.31185 | 0.31306
0.30899 | 0.025014 | 1.1088 | 0.002979 | 0.084637 | 0.5119 | 0.0040689 | 0.31306 | 0.18517 | 0.86413 | 0.097945 | 0.00026267 | 0.0031977 | 0.0012111 | 0.31185 | 0.31306
0.30899 | 0.025012 | 1.1087 | 0.0029786 | 0.084637 | 0.51189 | 0.0040689 | 0.31306 | 0.18516 | 0.86413 | 0.097945 | 0.00026267 | 0.0031977 | 0.0012111 | 0.31185 | 0.31306
0.30899 | 0.02501 | 1.1087 | 0.0029784 | 0.084638 | 0.51189 | 0.0040689 | 0.31306 | 0.18516 | 0.86414 | 0.097945 | 0.00026266 | 0.0031977 | 0.0012111 | 0.31185 | 0.31306
0.30899 | 0.02501 | 1.1087 | 0.0029783 | 0.084638 | 0.51189 | 0.0040688 | 0.31306 | 0.18515 | 0.86414 | 0.097944 | 0.00026266 | 0.0031977 | 0.0012111 | 0.31185 | 0.31306
0.30899 | 0.02501 | 1.1087 | 0.0029783 | 0.084638 | 0.51189 | 0.0040688 | 0.31306 | 0.18515 | 0.86414 | 0.097944 | 0.00026266 | 0.0031977 | 0.0012111 | 0.31185 | 0.31306
0.30899 | 0.025009 | 1.1087 | 0.0029783 | 0.084638 | 0.51189 | 0.0040688 | 0.31306 | 0.18515 | 0.86414 | 0.097944 | 0.00026266 | 0.0031977 | 0.0012111 | 0.31185 | 0.31306
0.30899 | 0.025009 | 1.1087 | 0.0029782 | 0.084638 | 0.51189 | 0.0040688 | 0.31306 | 0.18515 | 0.86414 | 0.097944 | 0.00026266 | 0.0031977 | 0.0012111 | 0.31185 | 0.31306
0.30899 | 0.025009 | 1.1087 | 0.0029782 | 0.084638 | 0.51189 | 0.0040688 | 0.31306 | 0.18515 | 0.86414 | 0.097944 | 0.00026266 | 0.0031977 | 0.0012111 | 0.31185 | 0.31306
0.30899 | 0.025009 | 1.1087 | 0.0029782 | 0.084638 | 0.51189 | 0.0040688 | 0.31306 | 0.18515 | 0.86414 | 0.097944 | 0.00026266 | 0.0031977 | 0.0012111 | 0.31185 | 0.31306
0.30899 | 0.025009 | 1.1087 | 0.0029782 | 0.084638 | 0.51189 | 0.0040688 | 0.31306 | 0.18515 | 0.86414 | 0.097944 | 0.00026266 | 0.0031977 | 0.0012111 | 0.31185 | 0.31306
0.30899 | 0.025009 | 1.1087 | 0.0029782 | 0.084638 | 0.51189 | 0.0040688 | 0.31306 | 0.18515 | 0.86414 | 0.097944 | 0.00026266 | 0.0031977 | 0.0012111 | 0.31185 | 0.31306
0.30899 | 0.025009 | 1.1087 | 0.0029782 | 0.084638 | 0.51189 | 0.0040688 | 0.31306 | 0.18515 | 0.86414 | 0.097944 | 0.00026266 | 0.0031977 | 0.0012111 | 0.31185 | 0.31306
0.30899 | 0.025009 | 1.1087 | 0.0029782 | 0.084638 | 0.51189 | 0.0040688 | 0.31306 | 0.18515 | 0.86414 | 0.097944 | 0.00026266 | 0.0031977 | 0.0012111 | 0.31185 | 0.31306
Segment number |  |  |  |  | 30 | Length | 0.7 |  |  | feet
Est. water depth at upper end of segment | Circ. Seg. Ht. | Central angle | circ. Seg. Area | Flow area | velocity | velocity head | total head | Arc length | Wet. Perim. | Hydraulic Radius | Friction slope | Friction slope | Friction head | Total head | Total head
y2 | h | theta | K | A | V2 | hv2 | H2 | s | Pw | R2 | Sf2 | Sf1 | hf2 | H1 | H2*
(ft) | (ft) | (rad) | (ft^2) | (ft^2) | (ft/s) | (ft) | (ft) | (ft) | (ft) | (ft) | (ft/ft) | (ft/ft) | (ft) | (ft) | (ft)
0.2 | 0.134 | 2.7438 | 0.032858 | 0.054758 | 0.79122 | 0.0097209 | 0.20972 | 0.45821 | 0.59109 | 0.09264 | 0.00067588 | 0.0029786 | 0.0012791 | 0.31306 | 0.31434
0.25231 | 0.081691 | 2.0693 | 0.016608 | 0.071008 | 0.61014 | 0.0057807 | 0.25809 | 0.34557 | 0.70372 | 0.1009 | 0.00035866 | 0.0029786 | 0.0011681 | 0.31306 | 0.31423
0.28038 | 0.053622 | 1.649 | 0.0090932 | 0.078523 | 0.55176 | 0.0047272 | 0.28511 | 0.27539 | 0.7739 | 0.10146 | 0.00029114 | 0.0029786 | 0.0011444 | 0.31306 | 0.3142
0.29493 | 0.039073 | 1.3963 | 0.005738 | 0.081878 | 0.52915 | 0.0043477 | 0.29928 | 0.23318 | 0.81611 | 0.10033 | 0.00027182 | 0.0029786 | 0.0011377 | 0.31306 | 0.3142
0.30239 | 0.031612 | 1.2509 | 0.0042058 | 0.08341 | 0.51943 | 0.0041895 | 0.30658 | 0.20889 | 0.8404 | 0.099251 | 0.00026572 | 0.0029786 | 0.0011355 | 0.31306 | 0.3142
0.3062 | 0.027803 | 1.1707 | 0.0034817 | 0.084134 | 0.51496 | 0.0041177 | 0.31031 | 0.19551 | 0.85379 | 0.098543 | 0.00026367 | 0.0029786 | 0.0011348 | 0.31306 | 0.31419
0.30814 | 0.025863 | 1.128 | 0.0031295 | 0.084487 | 0.51281 | 0.0040834 | 0.31222 | 0.18837 | 0.86092 | 0.098135 | 0.00026292 | 0.0029786 | 0.0011345 | 0.31306 | 0.31419
0.30912 | 0.024876 | 1.1057 | 0.0029549 | 0.084661 | 0.51175 | 0.0040666 | 0.31319 | 0.18465 | 0.86465 | 0.097914 | 0.00026263 | 0.0029786 | 0.0011344 | 0.31306 | 0.31419
0.30963 | 0.024374 | 1.0942 | 0.0028673 | 0.084749 | 0.51122 | 0.0040582 | 0.31368 | 0.18273 | 0.86657 | 0.097798 | 0.0002625 | 0.0029786 | 0.0011344 | 0.31306 | 0.31419
0.30988 | 0.024119 | 1.0883 | 0.0028231 | 0.084793 | 0.51095 | 0.004054 | 0.31393 | 0.18174 | 0.86755 | 0.097738 | 0.00026244 | 0.0029786 | 0.0011344 | 0.31306 | 0.31419
0.31001 | 0.02399 | 1.0853 | 0.0028007 | 0.084815 | 0.51082 | 0.0040518 | 0.31406 | 0.18124 | 0.86805 | 0.097708 | 0.00026241 | 0.0029786 | 0.0011344 | 0.31306 | 0.31419
0.31008 | 0.023924 | 1.0837 | 0.0027893 | 0.084827 | 0.51075 | 0.0040507 | 0.31413 | 0.18099 | 0.86831 | 0.097692 | 0.0002624 | 0.0029786 | 0.0011344 | 0.31306 | 0.31419
0.31011 | 0.02389 | 1.083 | 0.0027835 | 0.084833 | 0.51072 | 0.0040502 | 0.31416 | 0.18086 | 0.86844 | 0.097684 | 0.00026239 | 0.0029786 | 0.0011344 | 0.31306 | 0.31419
0.31013 | 0.023873 | 1.0826 | 0.0027806 | 0.084835 | 0.5107 | 0.0040499 | 0.31418 | 0.18079 | 0.8685 | 0.09768 | 0.00026239 | 0.0029786 | 0.0011344 | 0.31306 | 0.31419
0.31014 | 0.023865 | 1.0824 | 0.0027791 | 0.084837 | 0.51069 | 0.0040498 | 0.31419 | 0.18076 | 0.86854 | 0.097678 | 0.00026238 | 0.0029786 | 0.0011344 | 0.31306 | 0.31419
0.31014 | 0.02386 | 1.0823 | 0.0027784 | 0.084838 | 0.51069 | 0.0040497 | 0.31419 | 0.18074 | 0.86856 | 0.097677 | 0.00026238 | 0.0029786 | 0.0011344 | 0.31306 | 0.31419
0.31014 | 0.023858 | 1.0822 | 0.002778 | 0.084838 | 0.51068 | 0.0040497 | 0.31419 | 0.18073 | 0.86856 | 0.097676 | 0.00026238 | 0.0029786 | 0.0011344 | 0.31306 | 0.31419
0.31014 | 0.023857 | 1.0822 | 0.0027778 | 0.084838 | 0.51068 | 0.0040496 | 0.31419 | 0.18073 | 0.86857 | 0.097676 | 0.00026238 | 0.0029786 | 0.0011344 | 0.31306 | 0.31419
0.31014 | 0.023856 | 1.0822 | 0.0027777 | 0.084838 | 0.51068 | 0.0040496 | 0.31419 | 0.18072 | 0.86857 | 0.097676 | 0.00026238 | 0.0029786 | 0.0011344 | 0.31306 | 0.31419
0.31014 | 0.023856 | 1.0822 | 0.0027776 | 0.084838 | 0.51068 | 0.0040496 | 0.31419 | 0.18072 | 0.86857 | 0.097676 | 0.00026238 | 0.0029786 | 0.0011344 | 0.31306 | 0.31419
0.31014 | 0.023856 | 1.0822 | 0.0027776 | 0.084838 | 0.51068 | 0.0040496 | 0.31419 | 0.18072 | 0.86857 | 0.097676 | 0.00026238 | 0.0029786 | 0.0011344 | 0.31306 | 0.31419
0.31014 | 0.023856 | 1.0822 | 0.0027776 | 0.084838 | 0.51068 | 0.0040496 | 0.31419 | 0.18072 | 0.86857 | 0.097676 | 0.00026238 | 0.0029786 | 0.0011344 | 0.31306 | 0.31419
0.31014 | 0.023856 | 1.0822 | 0.0027776 | 0.084838 | 0.51068 | 0.0040496 | 0.31419 | 0.18072 | 0.86857 | 0.097676 | 0.00026238 | 0.0029786 | 0.0011344 | 0.31306 | 0.31419
0.31014 | 0.023856 | 1.0822 | 0.0027776 | 0.084838 | 0.51068 | 0.0040496 | 0.31419 | 0.18072 | 0.86857 | 0.097676 | 0.00026238 | 0.0029786 | 0.0011344 | 0.31306 | 0.31419
0.31014 | 0.023856 | 1.0822 | 0.0027776 | 0.084838 | 0.51068 | 0.0040496 | 0.31419 | 0.18072 | 0.86857 | 0.097676 | 0.00026238 | 0.0029786 | 0.0011344 | 0.31306 | 0.31419
0.31014 | 0.023856 | 1.0822 | 0.0027776 | 0.084838 | 0.51068 | 0.0040496 | 0.31419 | 0.18072 | 0.86857 | 0.097676 | 0.00026238 | 0.0029786 | 0.0011344 | 0.31306 | 0.31419
0.31014 | 0.023856 | 1.0822 | 0.0027776 | 0.084838 | 0.51068 | 0.0040496 | 0.31419 | 0.18072 | 0.86857 | 0.097676 | 0.00026238 | 0.0029786 | 0.0011344 | 0.31306 | 0.31419
0.31014 | 0.023856 | 1.0822 | 0.0027776 | 0.084838 | 0.51068 | 0.0040496 | 0.31419 | 0.18072 | 0.86857 | 0.097676 | 0.00026238 | 0.0029786 | 0.0011344 | 0.31306 | 0.31419
Segment number |  |  |  |  | 31 | Length | 0.7 |  |  | feet
Est. water depth at upper end of segment | Circ. Seg. Ht. | Central angle | circ. Seg. Area | Flow area | velocity | velocity head | total head | Arc length | Wet. Perim. | Hydraulic Radius | Friction slope | Friction slope | Friction head | Total head | Total head
y2 | h | theta | K | A | V2 | hv2 | H2 | s | Pw | R2 | Sf2 | Sf1 | hf2 | H1 | H2*
(ft) | (ft) | (rad) | (ft^2) | (ft^2) | (ft/s) | (ft) | (ft) | (ft) | (ft) | (ft) | (ft/ft) | (ft/ft) | (ft) | (ft) | (ft)
0.2 | 0.134 | 2.7438 | 0.032858 | 0.054758 | 0.79122 | 0.0097209 | 0.20972 | 0.45821 | 0.59109 | 0.09264 | 0.00067588 | 0.002778 | 0.0012089 | 0.31419 | 0.3154
0.25284 | 0.081159 | 2.0619 | 0.016455 | 0.071161 | 0.60884 | 0.0057559 | 0.2586 | 0.34433 | 0.70496 | 0.10094 | 0.00035693 | 0.002778 | 0.0010972 | 0.31419 | 0.31529
0.28119 | 0.052812 | 1.6358 | 0.0088951 | 0.078721 | 0.55037 | 0.0047035 | 0.28589 | 0.27318 | 0.77612 | 0.10143 | 0.00028981 | 0.002778 | 0.0010737 | 0.31419 | 0.31527
0.29588 | 0.038124 | 1.3785 | 0.0055354 | 0.082081 | 0.52784 | 0.0043263 | 0.3002 | 0.23021 | 0.81908 | 0.10021 | 0.0002709 | 0.002778 | 0.0010671 | 0.31419 | 0.31526
0.30341 | 0.030595 | 1.2299 | 0.0040084 | 0.083608 | 0.5182 | 0.0041697 | 0.30758 | 0.2054 | 0.8439 | 0.099073 | 0.0002651 | 0.002778 | 0.0010651 | 0.31419 | 0.31526
0.30725 | 0.026753 | 1.1477 | 0.0032896 | 0.084327 | 0.51378 | 0.0040989 | 0.31135 | 0.19167 | 0.85762 | 0.098326 | 0.00026324 | 0.002778 | 0.0010644 | 0.31419 | 0.31526
0.3092 | 0.024797 | 1.1038 | 0.0029409 | 0.084675 | 0.51167 | 0.0040653 | 0.31327 | 0.18434 | 0.86495 | 0.097896 | 0.00026261 | 0.002778 | 0.0010642 | 0.31419 | 0.31526
0.3102 | 0.023802 | 1.0809 | 0.0027683 | 0.084848 | 0.51063 | 0.0040487 | 0.31425 | 0.18051 | 0.86878 | 0.097663 | 0.00026237 | 0.002778 | 0.0010641 | 0.31419 | 0.31526
0.3107 | 0.023296 | 1.0691 | 0.0026819 | 0.084934 | 0.51011 | 0.0040405 | 0.31474 | 0.17854 | 0.87076 | 0.097541 | 0.00026227 | 0.002778 | 0.0010641 | 0.31419 | 0.31526
0.31096 | 0.023039 | 1.063 | 0.0026383 | 0.084978 | 0.50984 | 0.0040363 | 0.315 | 0.17753 | 0.87177 | 0.097478 | 0.00026223 | 0.002778 | 0.0010641 | 0.31419 | 0.31526
0.31109 | 0.022909 | 1.0599 | 0.0026162 | 0.085 | 0.50971 | 0.0040343 | 0.31513 | 0.17701 | 0.87228 | 0.097445 | 0.00026221 | 0.002778 | 0.0010641 | 0.31419 | 0.31526
0.31116 | 0.022843 | 1.0584 | 0.002605 | 0.085011 | 0.50964 | 0.0040332 | 0.31519 | 0.17675 | 0.87255 | 0.097429 | 0.0002622 | 0.002778 | 0.0010641 | 0.31419 | 0.31526
0.31119 | 0.022809 | 1.0576 | 0.0025993 | 0.085017 | 0.50961 | 0.0040327 | 0.31522 | 0.17661 | 0.87268 | 0.09742 | 0.0002622 | 0.002778 | 0.0010641 | 0.31419 | 0.31526
0.31121 | 0.022792 | 1.0572 | 0.0025965 | 0.08502 | 0.50959 | 0.0040324 | 0.31524 | 0.17655 | 0.87275 | 0.097416 | 0.00026219 | 0.002778 | 0.0010641 | 0.31419 | 0.31526
0.31122 | 0.022783 | 1.057 | 0.002595 | 0.085021 | 0.50958 | 0.0040322 | 0.31525 | 0.17651 | 0.87278 | 0.097414 | 0.00026219 | 0.002778 | 0.0010641 | 0.31419 | 0.31526
0.31122 | 0.022779 | 1.0569 | 0.0025943 | 0.085022 | 0.50958 | 0.0040322 | 0.31525 | 0.17649 | 0.8728 | 0.097413 | 0.00026219 | 0.002778 | 0.0010641 | 0.31419 | 0.31526
0.31122 | 0.022776 | 1.0568 | 0.0025939 | 0.085022 | 0.50958 | 0.0040321 | 0.31526 | 0.17649 | 0.87281 | 0.097412 | 0.00026219 | 0.002778 | 0.0010641 | 0.31419 | 0.31526
0.31122 | 0.022775 | 1.0568 | 0.0025937 | 0.085022 | 0.50958 | 0.0040321 | 0.31526 | 0.17648 | 0.87281 | 0.097412 | 0.00026219 | 0.002778 | 0.0010641 | 0.31419 | 0.31526
0.31123 | 0.022775 | 1.0568 | 0.0025936 | 0.085022 | 0.50958 | 0.0040321 | 0.31526 | 0.17648 | 0.87282 | 0.097412 | 0.00026219 | 0.002778 | 0.0010641 | 0.31419 | 0.31526
0.31123 | 0.022774 | 1.0568 | 0.0025935 | 0.085023 | 0.50958 | 0.0040321 | 0.31526 | 0.17648 | 0.87282 | 0.097412 | 0.00026219 | 0.002778 | 0.0010641 | 0.31419 | 0.31526
0.31123 | 0.022774 | 1.0568 | 0.0025935 | 0.085023 | 0.50958 | 0.0040321 | 0.31526 | 0.17648 | 0.87282 | 0.097412 | 0.00026219 | 0.002778 | 0.0010641 | 0.31419 | 0.31526
0.31123 | 0.022774 | 1.0567 | 0.0025935 | 0.085023 | 0.50958 | 0.0040321 | 0.31526 | 0.17648 | 0.87282 | 0.097412 | 0.00026219 | 0.002778 | 0.0010641 | 0.31419 | 0.31526
0.31123 | 0.022774 | 1.0567 | 0.0025935 | 0.085023 | 0.50958 | 0.0040321 | 0.31526 | 0.17648 | 0.87282 | 0.097412 | 0.00026219 | 0.002778 | 0.0010641 | 0.31419 | 0.31526
0.31123 | 0.022774 | 1.0567 | 0.0025935 | 0.085023 | 0.50958 | 0.0040321 | 0.31526 | 0.17648 | 0.87282 | 0.097412 | 0.00026219 | 0.002778 | 0.0010641 | 0.31419 | 0.31526
0.31123 | 0.022774 | 1.0567 | 0.0025935 | 0.085023 | 0.50958 | 0.0040321 | 0.31526 | 0.17648 | 0.87282 | 0.097412 | 0.00026219 | 0.002778 | 0.0010641 | 0.31419 | 0.31526
0.31123 | 0.022774 | 1.0567 | 0.0025935 | 0.085023 | 0.50958 | 0.0040321 | 0.31526 | 0.17648 | 0.87282 | 0.097412 | 0.00026219 | 0.002778 | 0.0010641 | 0.31419 | 0.31526
0.31123 | 0.022774 | 1.0567 | 0.0025935 | 0.085023 | 0.50958 | 0.0040321 | 0.31526 | 0.17648 | 0.87282 | 0.097412 | 0.00026219 | 0.002778 | 0.0010641 | 0.31419 | 0.31526
0.31123 | 0.022774 | 1.0567 | 0.0025935 | 0.085023 | 0.50958 | 0.0040321 | 0.31526 | 0.17648 | 0.87282 | 0.097412 | 0.00026219 | 0.002778 | 0.0010641 | 0.31419 | 0.31526
Segment number |  |  |  |  | 32 | Length | 0.7 |  |  | feet
Est. water depth at upper end of segment | Circ. Seg. Ht. | Central angle | circ. Seg. Area | Flow area | velocity | velocity head | total head | Arc length | Wet. Perim. | Hydraulic Radius | Friction slope | Friction slope | Friction head | Total head | Total head
y2 | h | theta | K | A | V2 | hv2 | H2 | s | Pw | R2 | Sf2 | Sf1 | hf2 | H1 | H2*
(ft) | (ft) | (rad) | (ft^2) | (ft^2) | (ft/s) | (ft) | (ft) | (ft) | (ft) | (ft) | (ft/ft) | (ft/ft) | (ft) | (ft) | (ft)
0.2 | 0.134 | 2.7438 | 0.032858 | 0.054758 | 0.79122 | 0.0097209 | 0.20972 | 0.45821 | 0.59109 | 0.09264 | 0.00067588 | 0.0025939 | 0.0011444 | 0.31526 | 0.3164
0.25334 | 0.080659 | 2.0549 | 0.016312 | 0.071304 | 0.60761 | 0.0057329 | 0.25907 | 0.34317 | 0.70613 | 0.10098 | 0.00035534 | 0.0025939 | 0.0010322 | 0.31526 | 0.31629
0.28195 | 0.052051 | 1.6233 | 0.0087102 | 0.078906 | 0.54908 | 0.0046815 | 0.28663 | 0.27108 | 0.77821 | 0.10139 | 0.00028858 | 0.0025939 | 0.0010089 | 0.31526 | 0.31627
0.29677 | 0.037233 | 1.3617 | 0.0053471 | 0.082269 | 0.52663 | 0.0043065 | 0.30107 | 0.2274 | 0.8219 | 0.1001 | 0.00027007 | 0.0025939 | 0.0010024 | 0.31526 | 0.31626
0.30436 | 0.029639 | 1.2099 | 0.0038256 | 0.08379 | 0.51707 | 0.0041516 | 0.30851 | 0.20206 | 0.84723 | 0.098899 | 0.00026456 | 0.0025939 | 0.0010005 | 0.31526 | 0.31626
0.30823 | 0.025766 | 1.1258 | 0.0031122 | 0.084504 | 0.5127 | 0.0040818 | 0.31232 | 0.18801 | 0.86129 | 0.098114 | 0.00026289 | 0.0025939 | 0.00099987 | 0.31526 | 0.31626
0.3102 | 0.023795 | 1.0808 | 0.0027672 | 0.084849 | 0.51062 | 0.0040486 | 0.31425 | 0.18049 | 0.86881 | 0.097661 | 0.00026237 | 0.0025939 | 0.00099969 | 0.31526 | 0.31626
0.31121 | 0.022793 | 1.0572 | 0.0025967 | 0.085019 | 0.50959 | 0.0040324 | 0.31524 | 0.17655 | 0.87274 | 0.097416 | 0.00026219 | 0.0025939 | 0.00099962 | 0.31526 | 0.31626
0.31172 | 0.022284 | 1.045 | 0.0025114 | 0.085105 | 0.50908 | 0.0040243 | 0.31574 | 0.17452 | 0.87477 | 0.097288 | 0.00026213 | 0.0025939 | 0.0009996 | 0.31526 | 0.31626
0.31197 | 0.022025 | 1.0388 | 0.0024684 | 0.085148 | 0.50883 | 0.0040203 | 0.31599 | 0.17348 | 0.87581 | 0.097222 | 0.0002621 | 0.0025939 | 0.00099959 | 0.31526 | 0.31626
0.31211 | 0.021894 | 1.0356 | 0.0024466 | 0.085169 | 0.5087 | 0.0040182 | 0.31612 | 0.17295 | 0.87634 | 0.097188 | 0.00026209 | 0.0025939 | 0.00099959 | 0.31526 | 0.31626
0.31217 | 0.021827 | 1.034 | 0.0024356 | 0.08518 | 0.50863 | 0.0040172 | 0.31619 | 0.17268 | 0.87661 | 0.09717 | 0.00026209 | 0.0025939 | 0.00099959 | 0.31526 | 0.31626
0.31221 | 0.021793 | 1.0332 | 0.00243 | 0.085186 | 0.5086 | 0.0040166 | 0.31622 | 0.17255 | 0.87675 | 0.097161 | 0.00026208 | 0.0025939 | 0.00099959 | 0.31526 | 0.31626
0.31222 | 0.021776 | 1.0328 | 0.0024272 | 0.085189 | 0.50858 | 0.0040164 | 0.31624 | 0.17248 | 0.87682 | 0.097157 | 0.00026208 | 0.0025939 | 0.00099959 | 0.31526 | 0.31626
0.31223 | 0.021768 | 1.0326 | 0.0024258 | 0.08519 | 0.50857 | 0.0040162 | 0.31625 | 0.17244 | 0.87685 | 0.097155 | 0.00026208 | 0.0025939 | 0.00099958 | 0.31526 | 0.31626
0.31224 | 0.021763 | 1.0325 | 0.002425 | 0.085191 | 0.50857 | 0.0040162 | 0.31625 | 0.17242 | 0.87687 | 0.097153 | 0.00026208 | 0.0025939 | 0.00099958 | 0.31526 | 0.31626
0.31224 | 0.021761 | 1.0324 | 0.0024246 | 0.085191 | 0.50857 | 0.0040161 | 0.31626 | 0.17241 | 0.87688 | 0.097153 | 0.00026208 | 0.0025939 | 0.00099958 | 0.31526 | 0.31626
0.31224 | 0.02176 | 1.0324 | 0.0024245 | 0.085192 | 0.50856 | 0.0040161 | 0.31626 | 0.17241 | 0.87688 | 0.097153 | 0.00026208 | 0.0025939 | 0.00099958 | 0.31526 | 0.31626
0.31224 | 0.021759 | 1.0324 | 0.0024244 | 0.085192 | 0.50856 | 0.0040161 | 0.31626 | 0.17241 | 0.87689 | 0.097152 | 0.00026208 | 0.0025939 | 0.00099958 | 0.31526 | 0.31626
0.31224 | 0.021759 | 1.0324 | 0.0024243 | 0.085192 | 0.50856 | 0.0040161 | 0.31626 | 0.17241 | 0.87689 | 0.097152 | 0.00026208 | 0.0025939 | 0.00099958 | 0.31526 | 0.31626
0.31224 | 0.021759 | 1.0324 | 0.0024243 | 0.085192 | 0.50856 | 0.0040161 | 0.31626 | 0.17241 | 0.87689 | 0.097152 | 0.00026208 | 0.0025939 | 0.00099958 | 0.31526 | 0.31626
0.31224 | 0.021759 | 1.0324 | 0.0024243 | 0.085192 | 0.50856 | 0.0040161 | 0.31626 | 0.17241 | 0.87689 | 0.097152 | 0.00026208 | 0.0025939 | 0.00099958 | 0.31526 | 0.31626
0.31224 | 0.021759 | 1.0324 | 0.0024243 | 0.085192 | 0.50856 | 0.0040161 | 0.31626 | 0.17241 | 0.87689 | 0.097152 | 0.00026208 | 0.0025939 | 0.00099958 | 0.31526 | 0.31626
0.31224 | 0.021759 | 1.0324 | 0.0024243 | 0.085192 | 0.50856 | 0.0040161 | 0.31626 | 0.17241 | 0.87689 | 0.097152 | 0.00026208 | 0.0025939 | 0.00099958 | 0.31526 | 0.31626
0.31224 | 0.021759 | 1.0324 | 0.0024243 | 0.085192 | 0.50856 | 0.0040161 | 0.31626 | 0.17241 | 0.87689 | 0.097152 | 0.00026208 | 0.0025939 | 0.00099958 | 0.31526 | 0.31626
0.31224 | 0.021759 | 1.0324 | 0.0024243 | 0.085192 | 0.50856 | 0.0040161 | 0.31626 | 0.17241 | 0.87689 | 0.097152 | 0.00026208 | 0.0025939 | 0.00099958 | 0.31526 | 0.31626
0.31224 | 0.021758 | 1.0324 | 0.0024243 | 0.085192 | 0.50856 | 0.0040161 | 0.31626 | 0.17241 | 0.87689 | 0.097152 | 0.00026208 | 0.0025939 | 0.00099958 | 0.31526 | 0.31626
0.31224 | 0.021758 | 1.0324 | 0.0024243 | 0.085192 | 0.50856 | 0.0040161 | 0.31626 | 0.17241 | 0.87689 | 0.097152 | 0.00026208 | 0.0025939 | 0.00099958 | 0.31526 | 0.31626
Segment number |  |  |  |  | 33 | Length | 0.7 |  |  | feet
Est. water depth at upper end of segment | Circ. Seg. Ht. | Central angle | circ. Seg. Area | Flow area | velocity | velocity head | total head | Arc length | Wet. Perim. | Hydraulic Radius | Friction slope | Friction slope | Friction head | Total head | Total head
y2 | h | theta | K | A | V2 | hv2 | H2 | s | Pw | R2 | Sf2 | Sf1 | hf2 | H1 | H2*
(ft) | (ft) | (rad) | (ft^2) | (ft^2) | (ft/s) | (ft) | (ft) | (ft) | (ft) | (ft) | (ft/ft) | (ft/ft) | (ft) | (ft) | (ft)
0.2 | 0.134 | 2.7438 | 0.032858 | 0.054758 | 0.79122 | 0.0097209 | 0.20972 | 0.45821 | 0.59109 | 0.09264 | 0.00067588 | 0.0024246 | 0.0010852 | 0.31626 | 0.31734
0.25381 | 0.080189 | 2.0483 | 0.016178 | 0.071438 | 0.60647 | 0.0057113 | 0.25952 | 0.34207 | 0.70723 | 0.10101 | 0.00035385 | 0.0024246 | 0.00097247 | 0.31626 | 0.31723
0.28266 | 0.051335 | 1.6114 | 0.0085373 | 0.079079 | 0.54788 | 0.004661 | 0.28733 | 0.2691 | 0.78019 | 0.10136 | 0.00028746 | 0.0024246 | 0.00094924 | 0.31626 | 0.31721
0.29761 | 0.036395 | 1.3456 | 0.0051717 | 0.082444 | 0.52551 | 0.0042882 | 0.30189 | 0.22472 | 0.82457 | 0.099984 | 0.00026932 | 0.0024246 | 0.00094289 | 0.31626 | 0.3172
0.30526 | 0.028741 | 1.1909 | 0.0036562 | 0.08396 | 0.51603 | 0.0041348 | 0.30939 | 0.19888 | 0.85041 | 0.098728 | 0.0002641 | 0.0024246 | 0.00094106 | 0.31626 | 0.3172
0.30916 | 0.024839 | 1.1048 | 0.0029483 | 0.084668 | 0.51171 | 0.004066 | 0.31323 | 0.1845 | 0.86479 | 0.097905 | 0.00026262 | 0.0024246 | 0.00094054 | 0.31626 | 0.3172
0.31115 | 0.022853 | 1.0586 | 0.0026068 | 0.085009 | 0.50966 | 0.0040334 | 0.31518 | 0.17679 | 0.8725 | 0.097431 | 0.0002622 | 0.0024246 | 0.0009404 | 0.31626 | 0.3172
0.31216 | 0.021844 | 1.0344 | 0.0024384 | 0.085178 | 0.50865 | 0.0040174 | 0.31617 | 0.17275 | 0.87654 | 0.097175 | 0.00026209 | 0.0024246 | 0.00094036 | 0.31626 | 0.3172
0.31267 | 0.021332 | 1.022 | 0.0023543 | 0.085262 | 0.50815 | 0.0040095 | 0.31668 | 0.17067 | 0.87863 | 0.09704 | 0.00026205 | 0.0024246 | 0.00094035 | 0.31626 | 0.3172
0.31293 | 0.021072 | 1.0156 | 0.0023119 | 0.085304 | 0.50789 | 0.0040055 | 0.31693 | 0.1696 | 0.87969 | 0.09697 | 0.00026204 | 0.0024246 | 0.00094034 | 0.31626 | 0.3172
0.31306 | 0.02094 | 1.0123 | 0.0022905 | 0.085326 | 0.50777 | 0.0040035 | 0.31706 | 0.16906 | 0.88024 | 0.096935 | 0.00026204 | 0.0024246 | 0.00094034 | 0.31626 | 0.3172
0.31313 | 0.020873 | 1.0107 | 0.0022796 | 0.085336 | 0.5077 | 0.0040025 | 0.31713 | 0.16878 | 0.88051 | 0.096917 | 0.00026204 | 0.0024246 | 0.00094034 | 0.31626 | 0.3172
0.31316 | 0.020839 | 1.0098 | 0.0022741 | 0.085342 | 0.50767 | 0.004002 | 0.31716 | 0.16864 | 0.88065 | 0.096907 | 0.00026204 | 0.0024246 | 0.00094034 | 0.31626 | 0.3172
0.31318 | 0.020821 | 1.0094 | 0.0022713 | 0.085345 | 0.50765 | 0.0040017 | 0.31718 | 0.16857 | 0.88073 | 0.096903 | 0.00026204 | 0.0024246 | 0.00094034 | 0.31626 | 0.3172
0.31319 | 0.020813 | 1.0092 | 0.0022699 | 0.085346 | 0.50764 | 0.0040016 | 0.31719 | 0.16853 | 0.88076 | 0.0969 | 0.00026204 | 0.0024246 | 0.00094034 | 0.31626 | 0.3172
0.31319 | 0.020808 | 1.0091 | 0.0022692 | 0.085347 | 0.50764 | 0.0040015 | 0.31719 | 0.16851 | 0.88078 | 0.096899 | 0.00026204 | 0.0024246 | 0.00094034 | 0.31626 | 0.3172
0.31319 | 0.020806 | 1.009 | 0.0022688 | 0.085347 | 0.50764 | 0.0040015 | 0.3172 | 0.1685 | 0.88079 | 0.096899 | 0.00026204 | 0.0024246 | 0.00094034 | 0.31626 | 0.3172
0.3132 | 0.020805 | 1.009 | 0.0022686 | 0.085347 | 0.50764 | 0.0040015 | 0.3172 | 0.1685 | 0.88079 | 0.096898 | 0.00026204 | 0.0024246 | 0.00094034 | 0.31626 | 0.3172
0.3132 | 0.020804 | 1.009 | 0.0022686 | 0.085348 | 0.50764 | 0.0040015 | 0.3172 | 0.1685 | 0.8808 | 0.096898 | 0.00026204 | 0.0024246 | 0.00094034 | 0.31626 | 0.3172
0.3132 | 0.020804 | 1.009 | 0.0022685 | 0.085348 | 0.50763 | 0.0040014 | 0.3172 | 0.1685 | 0.8808 | 0.096898 | 0.00026204 | 0.0024246 | 0.00094034 | 0.31626 | 0.3172
0.3132 | 0.020804 | 1.009 | 0.0022685 | 0.085348 | 0.50763 | 0.0040014 | 0.3172 | 0.1685 | 0.8808 | 0.096898 | 0.00026204 | 0.0024246 | 0.00094034 | 0.31626 | 0.3172
0.3132 | 0.020804 | 1.009 | 0.0022685 | 0.085348 | 0.50763 | 0.0040014 | 0.3172 | 0.1685 | 0.8808 | 0.096898 | 0.00026204 | 0.0024246 | 0.00094034 | 0.31626 | 0.3172
0.3132 | 0.020804 | 1.009 | 0.0022685 | 0.085348 | 0.50763 | 0.0040014 | 0.3172 | 0.16849 | 0.8808 | 0.096898 | 0.00026204 | 0.0024246 | 0.00094034 | 0.31626 | 0.3172
0.3132 | 0.020804 | 1.009 | 0.0022685 | 0.085348 | 0.50763 | 0.0040014 | 0.3172 | 0.16849 | 0.8808 | 0.096898 | 0.00026204 | 0.0024246 | 0.00094034 | 0.31626 | 0.3172
0.3132 | 0.020804 | 1.009 | 0.0022685 | 0.085348 | 0.50763 | 0.0040014 | 0.3172 | 0.16849 | 0.8808 | 0.096898 | 0.00026204 | 0.0024246 | 0.00094034 | 0.31626 | 0.3172
0.3132 | 0.020804 | 1.009 | 0.0022685 | 0.085348 | 0.50763 | 0.0040014 | 0.3172 | 0.16849 | 0.8808 | 0.096898 | 0.00026204 | 0.0024246 | 0.00094034 | 0.31626 | 0.3172
0.3132 | 0.020804 | 1.009 | 0.0022685 | 0.085348 | 0.50763 | 0.0040014 | 0.3172 | 0.16849 | 0.8808 | 0.096898 | 0.00026204 | 0.0024246 | 0.00094034 | 0.31626 | 0.3172
0.3132 | 0.020804 | 1.009 | 0.0022685 | 0.085348 | 0.50763 | 0.0040014 | 0.3172 | 0.16849 | 0.8808 | 0.096898 | 0.00026204 | 0.0024246 | 0.00094034 | 0.31626 | 0.3172
Segment number |  |  |  |  | 34 | Length | 0.7 |  |  | feet
Est. water depth at upper end of segment | Circ. Seg. Ht. | Central angle | circ. Seg. Area | Flow area | velocity | velocity head | total head | Arc length | Wet. Perim. | Hydraulic Radius | Friction slope | Friction slope | Friction head | Total head | Total head
y2 | h | theta | K | A | V2 | hv2 | H2 | s | Pw | R2 | Sf2 | Sf1 | hf2 | H1 | H2*
(ft) | (ft) | (rad) | (ft^2) | (ft^2) | (ft/s) | (ft) | (ft) | (ft) | (ft) | (ft) | (ft/ft) | (ft/ft) | (ft) | (ft) | (ft)
0.2 | 0.134 | 2.7438 | 0.032858 | 0.054758 | 0.79122 | 0.0097209 | 0.20972 | 0.45821 | 0.59109 | 0.09264 | 0.00067588 | 0.0022688 | 0.0010307 | 0.3172 | 0.31823
0.25425 | 0.079746 | 2.0421 | 0.016051 | 0.071565 | 0.6054 | 0.0056912 | 0.25995 | 0.34103 | 0.70827 | 0.10104 | 0.00035246 | 0.0022688 | 0.00091745 | 0.3172 | 0.31812
0.28334 | 0.050661 | 1.6002 | 0.0083753 | 0.079241 | 0.54676 | 0.004642 | 0.28798 | 0.26723 | 0.78206 | 0.10132 | 0.00028642 | 0.0022688 | 0.00089434 | 0.3172 | 0.31809
0.29839 | 0.035605 | 1.3304 | 0.0050082 | 0.082608 | 0.52447 | 0.0042713 | 0.30267 | 0.22218 | 0.82712 | 0.099874 | 0.00026865 | 0.0022688 | 0.00088812 | 0.3172 | 0.31809
0.3061 | 0.027895 | 1.1727 | 0.0034988 | 0.084117 | 0.51506 | 0.0041194 | 0.31022 | 0.19584 | 0.85345 | 0.098561 | 0.00026371 | 0.0022688 | 0.00088639 | 0.3172 | 0.31808
0.31003 | 0.023965 | 1.0847 | 0.0027964 | 0.08482 | 0.51079 | 0.0040514 | 0.31409 | 0.18115 | 0.86815 | 0.097702 | 0.00026241 | 0.0022688 | 0.00088593 | 0.3172 | 0.31808
0.31203 | 0.021966 | 1.0374 | 0.0024586 | 0.085157 | 0.50877 | 0.0040193 | 0.31605 | 0.17325 | 0.87605 | 0.097206 | 0.0002621 | 0.0022688 | 0.00088583 | 0.3172 | 0.31808
0.31305 | 0.020951 | 1.0126 | 0.0022923 | 0.085324 | 0.50778 | 0.0040037 | 0.31705 | 0.1691 | 0.88019 | 0.096938 | 0.00026204 | 0.0022688 | 0.00088581 | 0.3172 | 0.31808
0.31356 | 0.020435 | 0.99979 | 0.0022093 | 0.085407 | 0.50728 | 0.0039959 | 0.31756 | 0.16697 | 0.88233 | 0.096797 | 0.00026204 | 0.0022688 | 0.00088581 | 0.3172 | 0.31808
0.31383 | 0.020174 | 0.99324 | 0.0021675 | 0.085449 | 0.50703 | 0.003992 | 0.31782 | 0.16587 | 0.88342 | 0.096724 | 0.00026205 | 0.0022688 | 0.00088581 | 0.3172 | 0.31808
0.31396 | 0.020041 | 0.98989 | 0.0021464 | 0.08547 | 0.50691 | 0.00399 | 0.31795 | 0.16531 | 0.88398 | 0.096687 | 0.00026205 | 0.0022688 | 0.00088581 | 0.3172 | 0.31808
0.31403 | 0.019974 | 0.98819 | 0.0021357 | 0.08548 | 0.50685 | 0.003989 | 0.31802 | 0.16503 | 0.88427 | 0.096668 | 0.00026205 | 0.0022688 | 0.00088581 | 0.3172 | 0.31808
0.31406 | 0.019939 | 0.98733 | 0.0021303 | 0.085486 | 0.50681 | 0.0039885 | 0.31805 | 0.16488 | 0.88441 | 0.096658 | 0.00026206 | 0.0022688 | 0.00088581 | 0.3172 | 0.31808
0.31408 | 0.019922 | 0.98689 | 0.0021276 | 0.085488 | 0.5068 | 0.0039883 | 0.31807 | 0.16481 | 0.88448 | 0.096654 | 0.00026206 | 0.0022688 | 0.00088581 | 0.3172 | 0.31808
0.31409 | 0.019913 | 0.98667 | 0.0021262 | 0.08549 | 0.50679 | 0.0039881 | 0.31807 | 0.16477 | 0.88452 | 0.096651 | 0.00026206 | 0.0022688 | 0.00088581 | 0.3172 | 0.31808
0.31409 | 0.019909 | 0.98656 | 0.0021255 | 0.085491 | 0.50679 | 0.0039881 | 0.31808 | 0.16475 | 0.88454 | 0.09665 | 0.00026206 | 0.0022688 | 0.00088581 | 0.3172 | 0.31808
0.31409 | 0.019907 | 0.9865 | 0.0021251 | 0.085491 | 0.50678 | 0.003988 | 0.31808 | 0.16475 | 0.88455 | 0.096649 | 0.00026206 | 0.0022688 | 0.00088581 | 0.3172 | 0.31808
0.31409 | 0.019905 | 0.98647 | 0.0021249 | 0.085491 | 0.50678 | 0.003988 | 0.31808 | 0.16474 | 0.88455 | 0.096649 | 0.00026206 | 0.0022688 | 0.00088581 | 0.3172 | 0.31808
0.3141 | 0.019905 | 0.98646 | 0.0021249 | 0.085491 | 0.50678 | 0.003988 | 0.31808 | 0.16474 | 0.88456 | 0.096649 | 0.00026206 | 0.0022688 | 0.00088581 | 0.3172 | 0.31808
0.3141 | 0.019905 | 0.98645 | 0.0021248 | 0.085491 | 0.50678 | 0.003988 | 0.31808 | 0.16474 | 0.88456 | 0.096649 | 0.00026206 | 0.0022688 | 0.00088581 | 0.3172 | 0.31808
0.3141 | 0.019904 | 0.98644 | 0.0021248 | 0.085491 | 0.50678 | 0.003988 | 0.31808 | 0.16474 | 0.88456 | 0.096649 | 0.00026206 | 0.0022688 | 0.00088581 | 0.3172 | 0.31808
0.3141 | 0.019904 | 0.98644 | 0.0021248 | 0.085491 | 0.50678 | 0.003988 | 0.31808 | 0.16474 | 0.88456 | 0.096649 | 0.00026206 | 0.0022688 | 0.00088581 | 0.3172 | 0.31808
0.3141 | 0.019904 | 0.98644 | 0.0021248 | 0.085491 | 0.50678 | 0.003988 | 0.31808 | 0.16474 | 0.88456 | 0.096649 | 0.00026206 | 0.0022688 | 0.00088581 | 0.3172 | 0.31808
0.3141 | 0.019904 | 0.98644 | 0.0021248 | 0.085491 | 0.50678 | 0.003988 | 0.31808 | 0.16474 | 0.88456 | 0.096649 | 0.00026206 | 0.0022688 | 0.00088581 | 0.3172 | 0.31808
0.3141 | 0.019904 | 0.98644 | 0.0021248 | 0.085491 | 0.50678 | 0.003988 | 0.31808 | 0.16474 | 0.88456 | 0.096649 | 0.00026206 | 0.0022688 | 0.00088581 | 0.3172 | 0.31808
0.3141 | 0.019904 | 0.98644 | 0.0021248 | 0.085491 | 0.50678 | 0.003988 | 0.31808 | 0.16474 | 0.88456 | 0.096649 | 0.00026206 | 0.0022688 | 0.00088581 | 0.3172 | 0.31808
0.3141 | 0.019904 | 0.98644 | 0.0021248 | 0.085491 | 0.50678 | 0.003988 | 0.31808 | 0.16474 | 0.88456 | 0.096649 | 0.00026206 | 0.0022688 | 0.00088581 | 0.3172 | 0.31808
0.3141 | 0.019904 | 0.98644 | 0.0021248 | 0.085491 | 0.50678 | 0.003988 | 0.31808 | 0.16474 | 0.88456 | 0.096649 | 0.00026206 | 0.0022688 | 0.00088581 | 0.3172 | 0.31808
Segment number |  |  |  |  | 35 | Length | 0.7 |  |  | feet
Est. water depth at upper end of segment | Circ. Seg. Ht. | Central angle | circ. Seg. Area | Flow area | velocity | velocity head | total head | Arc length | Wet. Perim. | Hydraulic Radius | Friction slope | Friction slope | Friction head | Total head | Total head
y2 | h | theta | K | A | V2 | hv2 | H2 | s | Pw | R2 | Sf2 | Sf1 | hf2 | H1 | H2*
(ft) | (ft) | (rad) | (ft^2) | (ft^2) | (ft/s) | (ft) | (ft) | (ft) | (ft) | (ft) | (ft/ft) | (ft/ft) | (ft) | (ft) | (ft)
0.2 | 0.134 | 2.7438 | 0.032858 | 0.054758 | 0.79122 | 0.0097209 | 0.20972 | 0.45821 | 0.59109 | 0.09264 | 0.00067588 | 0.0021251 | 0.00098035 | 0.31808 | 0.31906
0.25467 | 0.079328 | 2.0362 | 0.015933 | 0.071683 | 0.6044 | 0.0056723 | 0.26034 | 0.34005 | 0.70925 | 0.10107 | 0.00035116 | 0.0021251 | 0.0008667 | 0.31808 | 0.31895
0.28397 | 0.050025 | 1.5895 | 0.0082233 | 0.079393 | 0.54571 | 0.0046242 | 0.2886 | 0.26545 | 0.78384 | 0.10129 | 0.00028546 | 0.0021251 | 0.00084371 | 0.31808 | 0.31893
0.29914 | 0.034861 | 1.3159 | 0.0048555 | 0.082761 | 0.5235 | 0.0042555 | 0.30339 | 0.21975 | 0.82954 | 0.099767 | 0.00026805 | 0.0021251 | 0.00083761 | 0.31808 | 0.31892
0.3069 | 0.027098 | 1.1553 | 0.0033523 | 0.084264 | 0.51416 | 0.004105 | 0.31101 | 0.19294 | 0.85635 | 0.098398 | 0.00026337 | 0.0021251 | 0.00083598 | 0.31808 | 0.31892
0.31086 | 0.023141 | 1.0654 | 0.0026556 | 0.084961 | 0.50995 | 0.004038 | 0.3149 | 0.17793 | 0.87137 | 0.097503 | 0.00026225 | 0.0021251 | 0.00083558 | 0.31808 | 0.31892
0.31287 | 0.02113 | 1.017 | 0.0023214 | 0.085295 | 0.50795 | 0.0040064 | 0.31688 | 0.16984 | 0.87945 | 0.096986 | 0.00026205 | 0.0021251 | 0.00083551 | 0.31808 | 0.31892
0.31389 | 0.020109 | 0.9916 | 0.0021572 | 0.085459 | 0.50697 | 0.003991 | 0.31788 | 0.1656 | 0.8837 | 0.096706 | 0.00026205 | 0.0021251 | 0.00083551 | 0.31808 | 0.31892
0.31441 | 0.01959 | 0.97847 | 0.0020753 | 0.085541 | 0.50649 | 0.0039834 | 0.31839 | 0.1634 | 0.88589 | 0.096559 | 0.00026208 | 0.0021251 | 0.00083552 | 0.31808 | 0.31892
0.31467 | 0.019327 | 0.97174 | 0.0020341 | 0.085582 | 0.50624 | 0.0039796 | 0.31865 | 0.16228 | 0.88701 | 0.096483 | 0.0002621 | 0.0021251 | 0.00083553 | 0.31808 | 0.31892
0.31481 | 0.019194 | 0.96831 | 0.0020133 | 0.085603 | 0.50612 | 0.0039776 | 0.31878 | 0.16171 | 0.88759 | 0.096444 | 0.00026211 | 0.0021251 | 0.00083554 | 0.31808 | 0.31892
0.31487 | 0.019126 | 0.96657 | 0.0020028 | 0.085613 | 0.50606 | 0.0039767 | 0.31885 | 0.16142 | 0.88788 | 0.096425 | 0.00026212 | 0.0021251 | 0.00083554 | 0.31808 | 0.31892
0.31491 | 0.019092 | 0.96569 | 0.0019975 | 0.085619 | 0.50603 | 0.0039762 | 0.31888 | 0.16127 | 0.88802 | 0.096415 | 0.00026212 | 0.0021251 | 0.00083554 | 0.31808 | 0.31892
0.31493 | 0.019074 | 0.96524 | 0.0019948 | 0.085621 | 0.50601 | 0.0039759 | 0.3189 | 0.16119 | 0.8881 | 0.09641 | 0.00026213 | 0.0021251 | 0.00083554 | 0.31808 | 0.31892
0.31493 | 0.019065 | 0.96501 | 0.0019934 | 0.085623 | 0.506 | 0.0039758 | 0.31891 | 0.16116 | 0.88814 | 0.096407 | 0.00026213 | 0.0021251 | 0.00083554 | 0.31808 | 0.31892
0.31494 | 0.019061 | 0.96489 | 0.0019927 | 0.085623 | 0.506 | 0.0039757 | 0.31891 | 0.16114 | 0.88816 | 0.096406 | 0.00026213 | 0.0021251 | 0.00083554 | 0.31808 | 0.31892
0.31494 | 0.019059 | 0.96483 | 0.0019924 | 0.085624 | 0.506 | 0.0039757 | 0.31892 | 0.16113 | 0.88817 | 0.096405 | 0.00026213 | 0.0021251 | 0.00083554 | 0.31808 | 0.31892
0.31494 | 0.019058 | 0.9648 | 0.0019922 | 0.085624 | 0.506 | 0.0039757 | 0.31892 | 0.16112 | 0.88817 | 0.096405 | 0.00026213 | 0.0021251 | 0.00083554 | 0.31808 | 0.31892
0.31494 | 0.019057 | 0.96479 | 0.0019921 | 0.085624 | 0.506 | 0.0039757 | 0.31892 | 0.16112 | 0.88817 | 0.096404 | 0.00026213 | 0.0021251 | 0.00083554 | 0.31808 | 0.31892
0.31494 | 0.019057 | 0.96478 | 0.0019921 | 0.085624 | 0.506 | 0.0039757 | 0.31892 | 0.16112 | 0.88818 | 0.096404 | 0.00026213 | 0.0021251 | 0.00083554 | 0.31808 | 0.31892
0.31494 | 0.019057 | 0.96478 | 0.0019921 | 0.085624 | 0.506 | 0.0039757 | 0.31892 | 0.16112 | 0.88818 | 0.096404 | 0.00026213 | 0.0021251 | 0.00083554 | 0.31808 | 0.31892
0.31494 | 0.019056 | 0.96478 | 0.001992 | 0.085624 | 0.506 | 0.0039756 | 0.31892 | 0.16112 | 0.88818 | 0.096404 | 0.00026213 | 0.0021251 | 0.00083554 | 0.31808 | 0.31892
0.31494 | 0.019056 | 0.96478 | 0.001992 | 0.085624 | 0.506 | 0.0039756 | 0.31892 | 0.16112 | 0.88818 | 0.096404 | 0.00026213 | 0.0021251 | 0.00083554 | 0.31808 | 0.31892
0.31494 | 0.019056 | 0.96477 | 0.001992 | 0.085624 | 0.506 | 0.0039756 | 0.31892 | 0.16112 | 0.88818 | 0.096404 | 0.00026213 | 0.0021251 | 0.00083554 | 0.31808 | 0.31892
0.31494 | 0.019056 | 0.96477 | 0.001992 | 0.085624 | 0.506 | 0.0039756 | 0.31892 | 0.16112 | 0.88818 | 0.096404 | 0.00026213 | 0.0021251 | 0.00083554 | 0.31808 | 0.31892
0.31494 | 0.019056 | 0.96477 | 0.001992 | 0.085624 | 0.506 | 0.0039756 | 0.31892 | 0.16112 | 0.88818 | 0.096404 | 0.00026213 | 0.0021251 | 0.00083554 | 0.31808 | 0.31892
0.31494 | 0.019056 | 0.96477 | 0.001992 | 0.085624 | 0.506 | 0.0039756 | 0.31892 | 0.16112 | 0.88818 | 0.096404 | 0.00026213 | 0.0021251 | 0.00083554 | 0.31808 | 0.31892
0.31494 | 0.019056 | 0.96477 | 0.001992 | 0.085624 | 0.506 | 0.0039756 | 0.31892 | 0.16112 | 0.88818 | 0.096404 | 0.00026213 | 0.0021251 | 0.00083554 | 0.31808 | 0.31892
0.31494 | 0.019056 | 0.96477 | 0.001992 | 0.085624 | 0.506 | 0.0039756 | 0.31892 | 0.16112 | 0.88818 | 0.096404 | 0.00026213 | 0.0021251 | 0.00083554 | 0.31808 | 0.31892
Segment number |  |  |  |  | 36 | Length | 0.7 |  |  | feet
Est. water depth at upper end of segment | Circ. Seg. Ht. | Central angle | circ. Seg. Area | Flow area | velocity | velocity head | total head | Arc length | Wet. Perim. | Hydraulic Radius | Friction slope | Friction slope | Friction head | Total head | Total head
y2 | h | theta | K | A | V2 | hv2 | H2 | s | Pw | R2 | Sf2 | Sf1 | hf2 | H1 | H2*
(ft) | (ft) | (rad) | (ft^2) | (ft^2) | (ft/s) | (ft) | (ft) | (ft) | (ft) | (ft) | (ft/ft) | (ft/ft) | (ft) | (ft) | (ft)
0.2 | 0.134 | 2.7438 | 0.032858 | 0.054758 | 0.79122 | 0.0097209 | 0.20972 | 0.45821 | 0.59109 | 0.09264 | 0.00067588 | 0.0019922 | 0.00093383 | 0.31892 | 0.31985
0.25507 | 0.078934 | 2.0307 | 0.015821 | 0.071796 | 0.60346 | 0.0056546 | 0.26072 | 0.33912 | 0.71018 | 0.1011 | 0.00034995 | 0.0019922 | 0.00081976 | 0.31892 | 0.31974
0.28458 | 0.049425 | 1.5794 | 0.0080805 | 0.079536 | 0.54473 | 0.0046076 | 0.28918 | 0.26377 | 0.78553 | 0.10125 | 0.00028457 | 0.0019922 | 0.00079687 | 0.31892 | 0.31972
0.29984 | 0.034158 | 1.3021 | 0.0047126 | 0.082904 | 0.5226 | 0.0042409 | 0.30408 | 0.21744 | 0.83185 | 0.099662 | 0.0002675 | 0.0019922 | 0.0007909 | 0.31892 | 0.31971
0.30766 | 0.026344 | 1.1387 | 0.0032158 | 0.0844 | 0.51333 | 0.0040918 | 0.31175 | 0.19016 | 0.85913 | 0.098239 | 0.00026309 | 0.0019922 | 0.00078935 | 0.31892 | 0.31971
0.31164 | 0.022364 | 1.047 | 0.0025247 | 0.085091 | 0.50916 | 0.0040256 | 0.31566 | 0.17484 | 0.87445 | 0.097308 | 0.00026214 | 0.0019922 | 0.00078902 | 0.31892 | 0.31971
0.31366 | 0.020341 | 0.99742 | 0.0021941 | 0.085422 | 0.50719 | 0.0039945 | 0.31765 | 0.16657 | 0.88273 | 0.096771 | 0.00026204 | 0.0019922 | 0.00078899 | 0.31892 | 0.31971
0.31469 | 0.019313 | 0.97139 | 0.002032 | 0.085584 | 0.50623 | 0.0039794 | 0.31867 | 0.16222 | 0.88707 | 0.096479 | 0.0002621 | 0.0019922 | 0.00078901 | 0.31892 | 0.31971
0.31521 | 0.018792 | 0.95793 | 0.0019512 | 0.085665 | 0.50575 | 0.0039719 | 0.31918 | 0.15997 | 0.88932 | 0.096326 | 0.00026216 | 0.0019922 | 0.00078903 | 0.31892 | 0.31971
0.31547 | 0.018528 | 0.95104 | 0.0019107 | 0.085705 | 0.50552 | 0.0039681 | 0.31944 | 0.15882 | 0.89047 | 0.096247 | 0.0002622 | 0.0019922 | 0.00078904 | 0.31892 | 0.31971
0.31561 | 0.018394 | 0.94753 | 0.0018902 | 0.085726 | 0.50539 | 0.0039662 | 0.31957 | 0.15824 | 0.89106 | 0.096207 | 0.00026222 | 0.0019922 | 0.00078905 | 0.31892 | 0.31971
0.31567 | 0.018326 | 0.94574 | 0.0018799 | 0.085736 | 0.50533 | 0.0039653 | 0.31964 | 0.15794 | 0.89136 | 0.096186 | 0.00026223 | 0.0019922 | 0.00078906 | 0.31892 | 0.31971
0.31571 | 0.018291 | 0.94484 | 0.0018746 | 0.085741 | 0.5053 | 0.0039648 | 0.31967 | 0.15779 | 0.89151 | 0.096176 | 0.00026224 | 0.0019922 | 0.00078906 | 0.31892 | 0.31971
0.31573 | 0.018274 | 0.94438 | 0.001872 | 0.085744 | 0.50529 | 0.0039645 | 0.31969 | 0.15771 | 0.89158 | 0.096171 | 0.00026224 | 0.0019922 | 0.00078906 | 0.31892 | 0.31971
0.31573 | 0.018265 | 0.94414 | 0.0018706 | 0.085745 | 0.50528 | 0.0039644 | 0.3197 | 0.15767 | 0.89162 | 0.096168 | 0.00026224 | 0.0019922 | 0.00078906 | 0.31892 | 0.31971
0.31574 | 0.018261 | 0.94402 | 0.0018699 | 0.085746 | 0.50528 | 0.0039643 | 0.3197 | 0.15765 | 0.89164 | 0.096167 | 0.00026224 | 0.0019922 | 0.00078906 | 0.31892 | 0.31971
0.31574 | 0.018258 | 0.94396 | 0.0018696 | 0.085746 | 0.50527 | 0.0039643 | 0.31971 | 0.15764 | 0.89165 | 0.096166 | 0.00026224 | 0.0019922 | 0.00078906 | 0.31892 | 0.31971
0.31574 | 0.018257 | 0.94393 | 0.0018694 | 0.085747 | 0.50527 | 0.0039643 | 0.31971 | 0.15764 | 0.89166 | 0.096165 | 0.00026225 | 0.0019922 | 0.00078906 | 0.31892 | 0.31971
0.31574 | 0.018257 | 0.94392 | 0.0018693 | 0.085747 | 0.50527 | 0.0039643 | 0.31971 | 0.15763 | 0.89166 | 0.096165 | 0.00026225 | 0.0019922 | 0.00078906 | 0.31892 | 0.31971
0.31574 | 0.018256 | 0.94391 | 0.0018693 | 0.085747 | 0.50527 | 0.0039643 | 0.31971 | 0.15763 | 0.89166 | 0.096165 | 0.00026225 | 0.0019922 | 0.00078906 | 0.31892 | 0.31971
0.31574 | 0.018256 | 0.94391 | 0.0018693 | 0.085747 | 0.50527 | 0.0039643 | 0.31971 | 0.15763 | 0.89166 | 0.096165 | 0.00026225 | 0.0019922 | 0.00078906 | 0.31892 | 0.31971
0.31574 | 0.018256 | 0.9439 | 0.0018693 | 0.085747 | 0.50527 | 0.0039643 | 0.31971 | 0.15763 | 0.89166 | 0.096165 | 0.00026225 | 0.0019922 | 0.00078906 | 0.31892 | 0.31971
0.31574 | 0.018256 | 0.9439 | 0.0018692 | 0.085747 | 0.50527 | 0.0039643 | 0.31971 | 0.15763 | 0.89166 | 0.096165 | 0.00026225 | 0.0019922 | 0.00078906 | 0.31892 | 0.31971
0.31574 | 0.018256 | 0.9439 | 0.0018692 | 0.085747 | 0.50527 | 0.0039643 | 0.31971 | 0.15763 | 0.89166 | 0.096165 | 0.00026225 | 0.0019922 | 0.00078906 | 0.31892 | 0.31971
0.31574 | 0.018256 | 0.9439 | 0.0018692 | 0.085747 | 0.50527 | 0.0039643 | 0.31971 | 0.15763 | 0.89166 | 0.096165 | 0.00026225 | 0.0019922 | 0.00078906 | 0.31892 | 0.31971
0.31574 | 0.018256 | 0.9439 | 0.0018692 | 0.085747 | 0.50527 | 0.0039643 | 0.31971 | 0.15763 | 0.89166 | 0.096165 | 0.00026225 | 0.0019922 | 0.00078906 | 0.31892 | 0.31971
0.31574 | 0.018256 | 0.9439 | 0.0018692 | 0.085747 | 0.50527 | 0.0039643 | 0.31971 | 0.15763 | 0.89166 | 0.096165 | 0.00026225 | 0.0019922 | 0.00078906 | 0.31892 | 0.31971
0.31574 | 0.018256 | 0.9439 | 0.0018692 | 0.085747 | 0.50527 | 0.0039643 | 0.31971 | 0.15763 | 0.89166 | 0.096165 | 0.00026225 | 0.0019922 | 0.00078906 | 0.31892 | 0.31971
Segment number |  |  |  |  | 37 | Length | 0.7 |  |  | feet
Est. water depth at upper end of segment | Circ. Seg. Ht. | Central angle | circ. Seg. Area | Flow area | velocity | velocity head | total head | Arc length | Wet. Perim. | Hydraulic Radius | Friction slope | Friction slope | Friction head | Total head | Total head
y2 | h | theta | K | A | V2 | hv2 | H2 | s | Pw | R2 | Sf2 | Sf1 | hf2 | H1 | H2*
(ft) | (ft) | (rad) | (ft^2) | (ft^2) | (ft/s) | (ft) | (ft) | (ft) | (ft) | (ft) | (ft/ft) | (ft/ft) | (ft) | (ft) | (ft)
0.2 | 0.134 | 2.7438 | 0.032858 | 0.054758 | 0.79122 | 0.0097209 | 0.20972 | 0.45821 | 0.59109 | 0.09264 | 0.00067588 | 0.0018696 | 0.00089092 | 0.31971 | 0.3206
0.25544 | 0.078561 | 2.0254 | 0.015715 | 0.071901 | 0.60257 | 0.005638 | 0.26108 | 0.33824 | 0.71105 | 0.10112 | 0.00034881 | 0.0018696 | 0.00077644 | 0.31971 | 0.32048
0.28514 | 0.048857 | 1.5698 | 0.0079462 | 0.07967 | 0.54381 | 0.0045921 | 0.28974 | 0.26216 | 0.78713 | 0.10122 | 0.00028374 | 0.0018696 | 0.00075367 | 0.31971 | 0.32046
0.30051 | 0.033494 | 1.2889 | 0.0045786 | 0.083037 | 0.52176 | 0.0042272 | 0.30473 | 0.21524 | 0.83405 | 0.099559 | 0.000267 | 0.0018696 | 0.00074781 | 0.31971 | 0.32046
0.30837 | 0.025632 | 1.1228 | 0.0030884 | 0.084528 | 0.51256 | 0.0040794 | 0.31245 | 0.18751 | 0.86179 | 0.098084 | 0.00026285 | 0.0018696 | 0.00074636 | 0.31971 | 0.32045
0.31237 | 0.021629 | 1.0292 | 0.0024029 | 0.085213 | 0.50844 | 0.0040141 | 0.31639 | 0.17188 | 0.87742 | 0.097118 | 0.00026207 | 0.0018696 | 0.00074608 | 0.31971 | 0.32045
0.31441 | 0.019594 | 0.97857 | 0.0020759 | 0.08554 | 0.50649 | 0.0039834 | 0.31839 | 0.16342 | 0.88587 | 0.09656 | 0.00026208 | 0.0018696 | 0.00074609 | 0.31971 | 0.32045
0.31544 | 0.018562 | 0.95192 | 0.0019158 | 0.0857 | 0.50555 | 0.0039686 | 0.31941 | 0.15897 | 0.89032 | 0.096257 | 0.00026219 | 0.0018696 | 0.00074613 | 0.31971 | 0.32045
0.31596 | 0.018038 | 0.93814 | 0.0018362 | 0.08578 | 0.50508 | 0.0039612 | 0.31992 | 0.15667 | 0.89262 | 0.096098 | 0.00026229 | 0.0018696 | 0.00074616 | 0.31971 | 0.32045
0.31623 | 0.017772 | 0.93108 | 0.0017963 | 0.08582 | 0.50484 | 0.0039575 | 0.32019 | 0.15549 | 0.8938 | 0.096016 | 0.00026234 | 0.0018696 | 0.00074618 | 0.31971 | 0.32045
0.31636 | 0.017638 | 0.92748 | 0.0017761 | 0.08584 | 0.50472 | 0.0039557 | 0.32032 | 0.15489 | 0.8944 | 0.095974 | 0.00026237 | 0.0018696 | 0.00074619 | 0.31971 | 0.32045
0.31643 | 0.017569 | 0.92565 | 0.0017659 | 0.08585 | 0.50466 | 0.0039547 | 0.32039 | 0.15458 | 0.89471 | 0.095953 | 0.00026239 | 0.0018696 | 0.00074619 | 0.31971 | 0.32045
0.31647 | 0.017535 | 0.92472 | 0.0017608 | 0.085855 | 0.50463 | 0.0039543 | 0.32042 | 0.15443 | 0.89487 | 0.095942 | 0.00026239 | 0.0018696 | 0.0007462 | 0.31971 | 0.32045
0.31648 | 0.017517 | 0.92425 | 0.0017582 | 0.085858 | 0.50462 | 0.003954 | 0.32044 | 0.15435 | 0.89494 | 0.095937 | 0.0002624 | 0.0018696 | 0.0007462 | 0.31971 | 0.32045
0.31649 | 0.017508 | 0.92401 | 0.0017568 | 0.085859 | 0.50461 | 0.0039539 | 0.32045 | 0.15431 | 0.89498 | 0.095934 | 0.0002624 | 0.0018696 | 0.0007462 | 0.31971 | 0.32045
0.3165 | 0.017504 | 0.92389 | 0.0017562 | 0.08586 | 0.50461 | 0.0039538 | 0.32045 | 0.15429 | 0.895 | 0.095932 | 0.0002624 | 0.0018696 | 0.0007462 | 0.31971 | 0.32045
0.3165 | 0.017502 | 0.92383 | 0.0017558 | 0.08586 | 0.5046 | 0.0039538 | 0.32045 | 0.15428 | 0.89501 | 0.095932 | 0.0002624 | 0.0018696 | 0.0007462 | 0.31971 | 0.32045
0.3165 | 0.0175 | 0.9238 | 0.0017556 | 0.08586 | 0.5046 | 0.0039538 | 0.32045 | 0.15427 | 0.89502 | 0.095931 | 0.0002624 | 0.0018696 | 0.0007462 | 0.31971 | 0.32045
0.3165 | 0.0175 | 0.92379 | 0.0017556 | 0.085861 | 0.5046 | 0.0039538 | 0.32045 | 0.15427 | 0.89502 | 0.095931 | 0.0002624 | 0.0018696 | 0.0007462 | 0.31971 | 0.32045
0.3165 | 0.0175 | 0.92378 | 0.0017555 | 0.085861 | 0.5046 | 0.0039538 | 0.32045 | 0.15427 | 0.89502 | 0.095931 | 0.0002624 | 0.0018696 | 0.0007462 | 0.31971 | 0.32045
0.3165 | 0.017499 | 0.92377 | 0.0017555 | 0.085861 | 0.5046 | 0.0039538 | 0.32045 | 0.15427 | 0.89502 | 0.095931 | 0.0002624 | 0.0018696 | 0.0007462 | 0.31971 | 0.32045
0.3165 | 0.017499 | 0.92377 | 0.0017555 | 0.085861 | 0.5046 | 0.0039538 | 0.32045 | 0.15427 | 0.89502 | 0.095931 | 0.0002624 | 0.0018696 | 0.0007462 | 0.31971 | 0.32045
0.3165 | 0.017499 | 0.92377 | 0.0017555 | 0.085861 | 0.5046 | 0.0039538 | 0.32045 | 0.15427 | 0.89502 | 0.095931 | 0.0002624 | 0.0018696 | 0.0007462 | 0.31971 | 0.32045
0.3165 | 0.017499 | 0.92377 | 0.0017555 | 0.085861 | 0.5046 | 0.0039538 | 0.32045 | 0.15427 | 0.89502 | 0.095931 | 0.0002624 | 0.0018696 | 0.0007462 | 0.31971 | 0.32045
0.3165 | 0.017499 | 0.92377 | 0.0017555 | 0.085861 | 0.5046 | 0.0039538 | 0.32045 | 0.15427 | 0.89502 | 0.095931 | 0.0002624 | 0.0018696 | 0.0007462 | 0.31971 | 0.32045
0.3165 | 0.017499 | 0.92377 | 0.0017555 | 0.085861 | 0.5046 | 0.0039538 | 0.32045 | 0.15427 | 0.89502 | 0.095931 | 0.0002624 | 0.0018696 | 0.0007462 | 0.31971 | 0.32045
0.3165 | 0.017499 | 0.92377 | 0.0017555 | 0.085861 | 0.5046 | 0.0039538 | 0.32045 | 0.15427 | 0.89502 | 0.095931 | 0.0002624 | 0.0018696 | 0.0007462 | 0.31971 | 0.32045
0.3165 | 0.017499 | 0.92377 | 0.0017555 | 0.085861 | 0.5046 | 0.0039538 | 0.32045 | 0.15427 | 0.89502 | 0.095931 | 0.0002624 | 0.0018696 | 0.0007462 | 0.31971 | 0.32045
Segment number |  |  |  |  | 38 | Length | 0.7 |  |  | feet
Est. water depth at upper end of segment | Circ. Seg. Ht. | Central angle | circ. Seg. Area | Flow area | velocity | velocity head | total head | Arc length | Wet. Perim. | Hydraulic Radius | Friction slope | Friction slope | Friction head | Total head | Total head
y2 | h | theta | K | A | V2 | hv2 | H2 | s | Pw | R2 | Sf2 | Sf1 | hf2 | H1 | H2*
(ft) | (ft) | (rad) | (ft^2) | (ft^2) | (ft/s) | (ft) | (ft) | (ft) | (ft) | (ft) | (ft/ft) | (ft/ft) | (ft) | (ft) | (ft)
0.2 | 0.134 | 2.7438 | 0.032858 | 0.054758 | 0.79122 | 0.0097209 | 0.20972 | 0.45821 | 0.59109 | 0.09264 | 0.00067588 | 0.0017558 | 0.0008511 | 0.32045 | 0.32131
0.25579 | 0.078208 | 2.0204 | 0.015615 | 0.072001 | 0.60173 | 0.0056224 | 0.26141 | 0.33741 | 0.71189 | 0.10114 | 0.00034774 | 0.0017558 | 0.00073625 | 0.32045 | 0.32119
0.28568 | 0.04832 | 1.5607 | 0.0078196 | 0.079796 | 0.54295 | 0.0045775 | 0.29026 | 0.26064 | 0.78865 | 0.10118 | 0.00028297 | 0.0017558 | 0.00071358 | 0.32045 | 0.32117
0.30114 | 0.032865 | 1.2763 | 0.004453 | 0.083163 | 0.52097 | 0.0042144 | 0.30535 | 0.21314 | 0.83616 | 0.099459 | 0.00026655 | 0.0017558 | 0.00070783 | 0.32045 | 0.32116
0.30904 | 0.024958 | 1.1075 | 0.0029693 | 0.084647 | 0.51184 | 0.004068 | 0.31311 | 0.18496 | 0.86434 | 0.097933 | 0.00026265 | 0.0017558 | 0.00070646 | 0.32045 | 0.32116
0.31307 | 0.020933 | 1.0121 | 0.0022893 | 0.085327 | 0.50776 | 0.0040034 | 0.31707 | 0.16903 | 0.88027 | 0.096933 | 0.00026204 | 0.0017558 | 0.00070625 | 0.32045 | 0.32116
0.31511 | 0.018888 | 0.96041 | 0.0019659 | 0.08565 | 0.50584 | 0.0039732 | 0.31909 | 0.16039 | 0.88891 | 0.096355 | 0.00026215 | 0.0017558 | 0.00070629 | 0.32045 | 0.32116
0.31615 | 0.01785 | 0.93315 | 0.0018079 | 0.085808 | 0.50491 | 0.0039586 | 0.32011 | 0.15584 | 0.89346 | 0.09604 | 0.00026232 | 0.0017558 | 0.00070635 | 0.32045 | 0.32116
0.31668 | 0.017324 | 0.91905 | 0.0017294 | 0.085887 | 0.50445 | 0.0039514 | 0.32063 | 0.15348 | 0.89581 | 0.095876 | 0.00026244 | 0.0017558 | 0.00070639 | 0.32045 | 0.32116
0.31694 | 0.017057 | 0.91182 | 0.0016901 | 0.085926 | 0.50422 | 0.0039478 | 0.32089 | 0.15227 | 0.89702 | 0.09579 | 0.00026252 | 0.0017558 | 0.00070642 | 0.32045 | 0.32116
0.31708 | 0.016922 | 0.90813 | 0.0016702 | 0.085946 | 0.5041 | 0.0039459 | 0.32102 | 0.15166 | 0.89764 | 0.095747 | 0.00026255 | 0.0017558 | 0.00070643 | 0.32045 | 0.32116
0.31715 | 0.016853 | 0.90626 | 0.0016602 | 0.085956 | 0.50404 | 0.003945 | 0.32109 | 0.15135 | 0.89795 | 0.095725 | 0.00026257 | 0.0017558 | 0.00070644 | 0.32045 | 0.32116
0.31718 | 0.016819 | 0.90531 | 0.0016551 | 0.085961 | 0.50401 | 0.0039445 | 0.32113 | 0.15119 | 0.89811 | 0.095713 | 0.00026258 | 0.0017558 | 0.00070644 | 0.32045 | 0.32116
0.3172 | 0.016801 | 0.90483 | 0.0016526 | 0.085964 | 0.504 | 0.0039443 | 0.32114 | 0.15111 | 0.89819 | 0.095708 | 0.00026259 | 0.0017558 | 0.00070644 | 0.32045 | 0.32116
0.31721 | 0.016792 | 0.90458 | 0.0016513 | 0.085965 | 0.50399 | 0.0039442 | 0.32115 | 0.15107 | 0.89823 | 0.095705 | 0.00026259 | 0.0017558 | 0.00070644 | 0.32045 | 0.32116
0.31721 | 0.016788 | 0.90446 | 0.0016506 | 0.085965 | 0.50399 | 0.0039441 | 0.32116 | 0.15104 | 0.89825 | 0.095703 | 0.00026259 | 0.0017558 | 0.00070644 | 0.32045 | 0.32116
0.31721 | 0.016785 | 0.9044 | 0.0016503 | 0.085966 | 0.50398 | 0.0039441 | 0.32116 | 0.15103 | 0.89826 | 0.095703 | 0.00026259 | 0.0017558 | 0.00070644 | 0.32045 | 0.32116
0.31722 | 0.016784 | 0.90437 | 0.0016501 | 0.085966 | 0.50398 | 0.0039441 | 0.32116 | 0.15103 | 0.89827 | 0.095702 | 0.00026259 | 0.0017558 | 0.00070644 | 0.32045 | 0.32116
0.31722 | 0.016784 | 0.90435 | 0.00165 | 0.085966 | 0.50398 | 0.0039441 | 0.32116 | 0.15103 | 0.89827 | 0.095702 | 0.00026259 | 0.0017558 | 0.00070644 | 0.32045 | 0.32116
0.31722 | 0.016783 | 0.90434 | 0.00165 | 0.085966 | 0.50398 | 0.0039441 | 0.32116 | 0.15103 | 0.89827 | 0.095702 | 0.00026259 | 0.0017558 | 0.00070644 | 0.32045 | 0.32116
0.31722 | 0.016783 | 0.90434 | 0.0016499 | 0.085966 | 0.50398 | 0.0039441 | 0.32116 | 0.15102 | 0.89827 | 0.095702 | 0.00026259 | 0.0017558 | 0.00070644 | 0.32045 | 0.32116
0.31722 | 0.016783 | 0.90434 | 0.0016499 | 0.085966 | 0.50398 | 0.0039441 | 0.32116 | 0.15102 | 0.89827 | 0.095702 | 0.00026259 | 0.0017558 | 0.00070644 | 0.32045 | 0.32116
0.31722 | 0.016783 | 0.90433 | 0.0016499 | 0.085966 | 0.50398 | 0.0039441 | 0.32116 | 0.15102 | 0.89827 | 0.095702 | 0.00026259 | 0.0017558 | 0.00070644 | 0.32045 | 0.32116
0.31722 | 0.016783 | 0.90433 | 0.0016499 | 0.085966 | 0.50398 | 0.0039441 | 0.32116 | 0.15102 | 0.89827 | 0.095702 | 0.00026259 | 0.0017558 | 0.00070644 | 0.32045 | 0.32116
0.31722 | 0.016783 | 0.90433 | 0.0016499 | 0.085966 | 0.50398 | 0.0039441 | 0.32116 | 0.15102 | 0.89827 | 0.095702 | 0.00026259 | 0.0017558 | 0.00070644 | 0.32045 | 0.32116
0.31722 | 0.016783 | 0.90433 | 0.0016499 | 0.085966 | 0.50398 | 0.0039441 | 0.32116 | 0.15102 | 0.89827 | 0.095702 | 0.00026259 | 0.0017558 | 0.00070644 | 0.32045 | 0.32116
0.31722 | 0.016783 | 0.90433 | 0.0016499 | 0.085966 | 0.50398 | 0.0039441 | 0.32116 | 0.15102 | 0.89827 | 0.095702 | 0.00026259 | 0.0017558 | 0.00070644 | 0.32045 | 0.32116
0.31722 | 0.016783 | 0.90433 | 0.0016499 | 0.085966 | 0.50398 | 0.0039441 | 0.32116 | 0.15102 | 0.89827 | 0.095702 | 0.00026259 | 0.0017558 | 0.00070644 | 0.32045 | 0.32116
Segment number |  |  |  |  | 39 | Length | 0.7 |  |  | feet
Est. water depth at upper end of segment | Circ. Seg. Ht. | Central angle | circ. Seg. Area | Flow area | velocity | velocity head | total head | Arc length | Wet. Perim. | Hydraulic Radius | Friction slope | Friction slope | Friction head | Total head | Total head
y2 | h | theta | K | A | V2 | hv2 | H2 | s | Pw | R2 | Sf2 | Sf1 | hf2 | H1 | H2*
(ft) | (ft) | (rad) | (ft^2) | (ft^2) | (ft/s) | (ft) | (ft) | (ft) | (ft) | (ft) | (ft/ft) | (ft/ft) | (ft) | (ft) | (ft)
0.2 | 0.134 | 2.7438 | 0.032858 | 0.054758 | 0.79122 | 0.0097209 | 0.20972 | 0.45821 | 0.59109 | 0.09264 | 0.00067588 | 0.0016503 | 0.00081415 | 0.32116 | 0.32198
0.25613 | 0.077873 | 2.0157 | 0.01552 | 0.072096 | 0.60094 | 0.0056076 | 0.26173 | 0.33662 | 0.71268 | 0.10116 | 0.00034673 | 0.0016503 | 0.00069895 | 0.32116 | 0.32186
0.28619 | 0.04781 | 1.552 | 0.0077002 | 0.079916 | 0.54214 | 0.0045639 | 0.29075 | 0.25919 | 0.79011 | 0.10115 | 0.00028226 | 0.0016503 | 0.00067638 | 0.32116 | 0.32184
0.30173 | 0.032268 | 1.2642 | 0.0043348 | 0.083281 | 0.52023 | 0.0042025 | 0.30593 | 0.21113 | 0.83817 | 0.099361 | 0.00026615 | 0.0016503 | 0.00067074 | 0.32116 | 0.32183
0.30968 | 0.02432 | 1.0929 | 0.0028577 | 0.084758 | 0.51116 | 0.0040573 | 0.31374 | 0.18251 | 0.86678 | 0.097785 | 0.00026249 | 0.0016503 | 0.00066946 | 0.32116 | 0.32183
0.31373 | 0.020273 | 0.99573 | 0.0021834 | 0.085433 | 0.50713 | 0.0039935 | 0.31772 | 0.16629 | 0.88301 | 0.096752 | 0.00026204 | 0.0016503 | 0.00066931 | 0.32116 | 0.32183
0.31578 | 0.018218 | 0.94291 | 0.0018635 | 0.085753 | 0.50524 | 0.0039637 | 0.31975 | 0.15747 | 0.89183 | 0.096154 | 0.00026225 | 0.0016503 | 0.00066938 | 0.32116 | 0.32183
0.31682 | 0.017176 | 0.91504 | 0.0017075 | 0.085909 | 0.50432 | 0.0039494 | 0.32077 | 0.15281 | 0.89648 | 0.095828 | 0.00026248 | 0.0016503 | 0.00066946 | 0.32116 | 0.32183
0.31735 | 0.016647 | 0.90061 | 0.0016301 | 0.085986 | 0.50387 | 0.0039423 | 0.32129 | 0.1504 | 0.89889 | 0.095658 | 0.00026263 | 0.0016503 | 0.00066951 | 0.32116 | 0.32183
0.31762 | 0.01638 | 0.89321 | 0.0015914 | 0.086025 | 0.50364 | 0.0039387 | 0.32156 | 0.14917 | 0.90013 | 0.095569 | 0.00026272 | 0.0016503 | 0.00066954 | 0.32116 | 0.32183
0.31776 | 0.016244 | 0.88944 | 0.0015718 | 0.086044 | 0.50352 | 0.0039369 | 0.32169 | 0.14854 | 0.90076 | 0.095524 | 0.00026277 | 0.0016503 | 0.00066956 | 0.32116 | 0.32183
0.31782 | 0.016175 | 0.88752 | 0.001562 | 0.086054 | 0.50347 | 0.003936 | 0.32176 | 0.14822 | 0.90108 | 0.095501 | 0.00026279 | 0.0016503 | 0.00066957 | 0.32116 | 0.32183
0.31786 | 0.01614 | 0.88655 | 0.001557 | 0.086059 | 0.50344 | 0.0039356 | 0.3218 | 0.14805 | 0.90124 | 0.09549 | 0.0002628 | 0.0016503 | 0.00066957 | 0.32116 | 0.32183
0.31788 | 0.016123 | 0.88606 | 0.0015544 | 0.086062 | 0.50342 | 0.0039353 | 0.32181 | 0.14797 | 0.90132 | 0.095484 | 0.00026281 | 0.0016503 | 0.00066957 | 0.32116 | 0.32183
0.31789 | 0.016114 | 0.88581 | 0.0015532 | 0.086063 | 0.50342 | 0.0039352 | 0.32182 | 0.14793 | 0.90136 | 0.095481 | 0.00026281 | 0.0016503 | 0.00066958 | 0.32116 | 0.32183
0.31789 | 0.016109 | 0.88568 | 0.0015525 | 0.086064 | 0.50341 | 0.0039351 | 0.32183 | 0.14791 | 0.90139 | 0.095479 | 0.00026281 | 0.0016503 | 0.00066958 | 0.32116 | 0.32183
0.31789 | 0.016107 | 0.88562 | 0.0015522 | 0.086064 | 0.50341 | 0.0039351 | 0.32183 | 0.1479 | 0.9014 | 0.095478 | 0.00026282 | 0.0016503 | 0.00066958 | 0.32116 | 0.32183
0.31789 | 0.016106 | 0.88559 | 0.001552 | 0.086064 | 0.50341 | 0.0039351 | 0.32183 | 0.14789 | 0.9014 | 0.095478 | 0.00026282 | 0.0016503 | 0.00066958 | 0.32116 | 0.32183
0.31789 | 0.016105 | 0.88557 | 0.0015519 | 0.086064 | 0.50341 | 0.0039351 | 0.32183 | 0.14789 | 0.9014 | 0.095478 | 0.00026282 | 0.0016503 | 0.00066958 | 0.32116 | 0.32183
0.3179 | 0.016105 | 0.88556 | 0.0015519 | 0.086064 | 0.50341 | 0.0039351 | 0.32183 | 0.14789 | 0.90141 | 0.095478 | 0.00026282 | 0.0016503 | 0.00066958 | 0.32116 | 0.32183
0.3179 | 0.016105 | 0.88556 | 0.0015519 | 0.086064 | 0.50341 | 0.0039351 | 0.32183 | 0.14789 | 0.90141 | 0.095478 | 0.00026282 | 0.0016503 | 0.00066958 | 0.32116 | 0.32183
0.3179 | 0.016105 | 0.88555 | 0.0015519 | 0.086064 | 0.50341 | 0.0039351 | 0.32183 | 0.14789 | 0.90141 | 0.095478 | 0.00026282 | 0.0016503 | 0.00066958 | 0.32116 | 0.32183
0.3179 | 0.016105 | 0.88555 | 0.0015519 | 0.086064 | 0.50341 | 0.0039351 | 0.32183 | 0.14789 | 0.90141 | 0.095478 | 0.00026282 | 0.0016503 | 0.00066958 | 0.32116 | 0.32183
0.3179 | 0.016105 | 0.88555 | 0.0015519 | 0.086064 | 0.50341 | 0.0039351 | 0.32183 | 0.14789 | 0.90141 | 0.095478 | 0.00026282 | 0.0016503 | 0.00066958 | 0.32116 | 0.32183
0.3179 | 0.016105 | 0.88555 | 0.0015519 | 0.086064 | 0.50341 | 0.0039351 | 0.32183 | 0.14789 | 0.90141 | 0.095478 | 0.00026282 | 0.0016503 | 0.00066958 | 0.32116 | 0.32183
0.3179 | 0.016105 | 0.88555 | 0.0015519 | 0.086064 | 0.50341 | 0.0039351 | 0.32183 | 0.14789 | 0.90141 | 0.095478 | 0.00026282 | 0.0016503 | 0.00066958 | 0.32116 | 0.32183
0.3179 | 0.016105 | 0.88555 | 0.0015519 | 0.086064 | 0.50341 | 0.0039351 | 0.32183 | 0.14789 | 0.90141 | 0.095478 | 0.00026282 | 0.0016503 | 0.00066958 | 0.32116 | 0.32183
0.3179 | 0.016105 | 0.88555 | 0.0015519 | 0.086064 | 0.50341 | 0.0039351 | 0.32183 | 0.14789 | 0.90141 | 0.095478 | 0.00026282 | 0.0016503 | 0.00066958 | 0.32116 | 0.32183
Segment number |  |  |  |  | 40 | Length | 0.7 |  |  | feet
Est. water depth at upper end of segment | Circ. Seg. Ht. | Central angle | circ. Seg. Area | Flow area | velocity | velocity head | total head | Arc length | Wet. Perim. | Hydraulic Radius | Friction slope | Friction slope | Friction head | Total head | Total head
y2 | h | theta | K | A | V2 | hv2 | H2 | s | Pw | R2 | Sf2 | Sf1 | hf2 | H1 | H2*
(ft) | (ft) | (rad) | (ft^2) | (ft^2) | (ft/s) | (ft) | (ft) | (ft) | (ft) | (ft) | (ft/ft) | (ft/ft) | (ft) | (ft) | (ft)
0.2 | 0.134 | 2.7438 | 0.032858 | 0.054758 | 0.79122 | 0.0097209 | 0.20972 | 0.45821 | 0.59109 | 0.09264 | 0.00067588 | 0.0015522 | 0.00077982 | 0.32183 | 0.32261
0.25644 | 0.077555 | 2.0112 | 0.015431 | 0.072186 | 0.6002 | 0.0055937 | 0.26204 | 0.33586 | 0.71343 | 0.10118 | 0.00034579 | 0.0015522 | 0.00066429 | 0.32183 | 0.32249
0.28667 | 0.047327 | 1.5437 | 0.0075874 | 0.080029 | 0.54137 | 0.004551 | 0.29122 | 0.25781 | 0.79149 | 0.10111 | 0.00028159 | 0.0015522 | 0.00064182 | 0.32183 | 0.32247
0.3023 | 0.031703 | 1.2527 | 0.0042237 | 0.083392 | 0.51954 | 0.0041913 | 0.30649 | 0.20921 | 0.84009 | 0.099266 | 0.00026578 | 0.0015522 | 0.00063629 | 0.32183 | 0.32247
0.31029 | 0.023714 | 1.0789 | 0.0027532 | 0.084863 | 0.51053 | 0.0040473 | 0.31433 | 0.18017 | 0.86913 | 0.097642 | 0.00026235 | 0.0015522 | 0.00063509 | 0.32183 | 0.32247
0.31435 | 0.019648 | 0.97993 | 0.0020843 | 0.085532 | 0.50654 | 0.0039842 | 0.31834 | 0.16365 | 0.88565 | 0.096576 | 0.00026207 | 0.0015522 | 0.00063499 | 0.32183 | 0.32247
0.31642 | 0.017583 | 0.92602 | 0.001768 | 0.085848 | 0.50468 | 0.0039549 | 0.32037 | 0.15465 | 0.89465 | 0.095957 | 0.00026238 | 0.0015522 | 0.0006351 | 0.32183 | 0.32247
0.31746 | 0.016536 | 0.89754 | 0.001614 | 0.086002 | 0.50377 | 0.0039408 | 0.3214 | 0.14989 | 0.8994 | 0.095621 | 0.00026267 | 0.0015522 | 0.0006352 | 0.32183 | 0.32247
0.31799 | 0.016006 | 0.88278 | 0.0015377 | 0.086078 | 0.50333 | 0.0039338 | 0.32193 | 0.14742 | 0.90187 | 0.095444 | 0.00026285 | 0.0015522 | 0.00063526 | 0.32183 | 0.32247
0.31826 | 0.015737 | 0.87522 | 0.0014995 | 0.086117 | 0.5031 | 0.0039303 | 0.32219 | 0.14616 | 0.90313 | 0.095353 | 0.00026295 | 0.0015522 | 0.0006353 | 0.32183 | 0.32247
0.3184 | 0.015601 | 0.87136 | 0.0014803 | 0.086136 | 0.50299 | 0.0039285 | 0.32233 | 0.14552 | 0.90378 | 0.095306 | 0.00026301 | 0.0015522 | 0.00063532 | 0.32183 | 0.32247
0.31847 | 0.015532 | 0.8694 | 0.0014706 | 0.086146 | 0.50293 | 0.0039277 | 0.3224 | 0.14519 | 0.9041 | 0.095283 | 0.00026304 | 0.0015522 | 0.00063533 | 0.32183 | 0.32247
0.3185 | 0.015497 | 0.86841 | 0.0014657 | 0.08615 | 0.5029 | 0.0039272 | 0.32243 | 0.14502 | 0.90427 | 0.095271 | 0.00026305 | 0.0015522 | 0.00063533 | 0.32183 | 0.32247
0.31852 | 0.015479 | 0.8679 | 0.0014632 | 0.086153 | 0.50289 | 0.003927 | 0.32245 | 0.14494 | 0.90435 | 0.095265 | 0.00026306 | 0.0015522 | 0.00063534 | 0.32183 | 0.32247
0.31853 | 0.01547 | 0.86765 | 0.0014619 | 0.086154 | 0.50288 | 0.0039269 | 0.32246 | 0.1449 | 0.9044 | 0.095261 | 0.00026306 | 0.0015522 | 0.00063534 | 0.32183 | 0.32247
0.31853 | 0.015466 | 0.86752 | 0.0014613 | 0.086155 | 0.50288 | 0.0039268 | 0.32246 | 0.14488 | 0.90442 | 0.09526 | 0.00026306 | 0.0015522 | 0.00063534 | 0.32183 | 0.32247
0.31854 | 0.015463 | 0.86745 | 0.001461 | 0.086155 | 0.50288 | 0.0039268 | 0.32246 | 0.14486 | 0.90443 | 0.095259 | 0.00026306 | 0.0015522 | 0.00063534 | 0.32183 | 0.32247
0.31854 | 0.015462 | 0.86742 | 0.0014608 | 0.086155 | 0.50288 | 0.0039268 | 0.32246 | 0.14486 | 0.90444 | 0.095259 | 0.00026306 | 0.0015522 | 0.00063534 | 0.32183 | 0.32247
0.31854 | 0.015461 | 0.8674 | 0.0014607 | 0.086155 | 0.50288 | 0.0039268 | 0.32247 | 0.14486 | 0.90444 | 0.095258 | 0.00026306 | 0.0015522 | 0.00063534 | 0.32183 | 0.32247
0.31854 | 0.015461 | 0.86739 | 0.0014607 | 0.086155 | 0.50288 | 0.0039268 | 0.32247 | 0.14485 | 0.90444 | 0.095258 | 0.00026307 | 0.0015522 | 0.00063534 | 0.32183 | 0.32247
0.31854 | 0.015461 | 0.86739 | 0.0014606 | 0.086155 | 0.50287 | 0.0039268 | 0.32247 | 0.14485 | 0.90444 | 0.095258 | 0.00026307 | 0.0015522 | 0.00063534 | 0.32183 | 0.32247
0.31854 | 0.015461 | 0.86739 | 0.0014606 | 0.086155 | 0.50287 | 0.0039268 | 0.32247 | 0.14485 | 0.90444 | 0.095258 | 0.00026307 | 0.0015522 | 0.00063534 | 0.32183 | 0.32247
0.31854 | 0.015461 | 0.86739 | 0.0014606 | 0.086155 | 0.50287 | 0.0039268 | 0.32247 | 0.14485 | 0.90444 | 0.095258 | 0.00026307 | 0.0015522 | 0.00063534 | 0.32183 | 0.32247
0.31854 | 0.015461 | 0.86739 | 0.0014606 | 0.086155 | 0.50287 | 0.0039268 | 0.32247 | 0.14485 | 0.90444 | 0.095258 | 0.00026307 | 0.0015522 | 0.00063534 | 0.32183 | 0.32247
0.31854 | 0.015461 | 0.86739 | 0.0014606 | 0.086155 | 0.50287 | 0.0039268 | 0.32247 | 0.14485 | 0.90444 | 0.095258 | 0.00026307 | 0.0015522 | 0.00063534 | 0.32183 | 0.32247
0.31854 | 0.015461 | 0.86739 | 0.0014606 | 0.086155 | 0.50287 | 0.0039268 | 0.32247 | 0.14485 | 0.90444 | 0.095258 | 0.00026307 | 0.0015522 | 0.00063534 | 0.32183 | 0.32247
0.31854 | 0.015461 | 0.86739 | 0.0014606 | 0.086155 | 0.50287 | 0.0039268 | 0.32247 | 0.14485 | 0.90444 | 0.095258 | 0.00026307 | 0.0015522 | 0.00063534 | 0.32183 | 0.32247
0.31854 | 0.015461 | 0.86739 | 0.0014606 | 0.086155 | 0.50287 | 0.0039268 | 0.32247 | 0.14485 | 0.90444 | 0.095258 | 0.00026307 | 0.0015522 | 0.00063534 | 0.32183 | 0.32247
Segment number |  |  |  |  | 41 | Length | 0.7 |  |  | feet
Est. water depth at upper end of segment | Circ. Seg. Ht. | Central angle | circ. Seg. Area | Flow area | velocity | velocity head | total head | Arc length | Wet. Perim. | Hydraulic Radius | Friction slope | Friction slope | Friction head | Total head | Total head
y2 | h | theta | K | A | V2 | hv2 | H2 | s | Pw | R2 | Sf2 | Sf1 | hf2 | H1 | H2*
(ft) | (ft) | (rad) | (ft^2) | (ft^2) | (ft/s) | (ft) | (ft) | (ft) | (ft) | (ft) | (ft/ft) | (ft/ft) | (ft) | (ft) | (ft)
0.2 | 0.134 | 2.7438 | 0.032858 | 0.054758 | 0.79122 | 0.0097209 | 0.20972 | 0.45821 | 0.59109 | 0.09264 | 0.00067588 | 0.001461 | 0.00074789 | 0.32247 | 0.32321
0.25675 | 0.077254 | 2.0069 | 0.015345 | 0.072271 | 0.59949 | 0.0055805 | 0.26233 | 0.33515 | 0.71415 | 0.1012 | 0.00034489 | 0.001461 | 0.00063205 | 0.32247 | 0.3231
0.28713 | 0.046868 | 1.5359 | 0.0074807 | 0.080135 | 0.54065 | 0.0045389 | 0.29167 | 0.25649 | 0.79281 | 0.10108 | 0.00028096 | 0.001461 | 0.00060967 | 0.32247 | 0.32308
0.30283 | 0.031166 | 1.2417 | 0.0041189 | 0.083497 | 0.51888 | 0.0041808 | 0.30702 | 0.20737 | 0.84193 | 0.099174 | 0.00026544 | 0.001461 | 0.00060424 | 0.32247 | 0.32307
0.31086 | 0.023138 | 1.0654 | 0.002655 | 0.084961 | 0.50994 | 0.0040379 | 0.3149 | 0.17792 | 0.87138 | 0.097502 | 0.00026225 | 0.001461 | 0.00060312 | 0.32247 | 0.32307
0.31495 | 0.019054 | 0.9647 | 0.0019916 | 0.085624 | 0.50599 | 0.0039756 | 0.31892 | 0.16111 | 0.88819 | 0.096403 | 0.00026213 | 0.001461 | 0.00060308 | 0.32247 | 0.32307
0.31702 | 0.01698 | 0.90972 | 0.0016787 | 0.085937 | 0.50415 | 0.0039467 | 0.32097 | 0.15192 | 0.89737 | 0.095766 | 0.00026254 | 0.001461 | 0.00060322 | 0.32247 | 0.32307
0.31807 | 0.015929 | 0.88063 | 0.0015268 | 0.086089 | 0.50326 | 0.0039328 | 0.322 | 0.14706 | 0.90223 | 0.095418 | 0.00026288 | 0.001461 | 0.00060334 | 0.32247 | 0.32307
0.3186 | 0.015396 | 0.86554 | 0.0014516 | 0.086165 | 0.50282 | 0.0039259 | 0.32253 | 0.14455 | 0.90475 | 0.095236 | 0.00026309 | 0.001461 | 0.00060342 | 0.32247 | 0.32307
0.31887 | 0.015126 | 0.85781 | 0.0014139 | 0.086202 | 0.5026 | 0.0039225 | 0.3228 | 0.14325 | 0.90604 | 0.095142 | 0.00026321 | 0.001461 | 0.00060346 | 0.32247 | 0.32307
0.31901 | 0.01499 | 0.85386 | 0.001395 | 0.086221 | 0.50249 | 0.0039208 | 0.32293 | 0.14259 | 0.9067 | 0.095093 | 0.00026327 | 0.001461 | 0.00060348 | 0.32247 | 0.32307
0.31908 | 0.014921 | 0.85186 | 0.0013854 | 0.086231 | 0.50244 | 0.0039199 | 0.323 | 0.14226 | 0.90703 | 0.095069 | 0.0002633 | 0.001461 | 0.00060349 | 0.32247 | 0.32307
0.31911 | 0.014886 | 0.85084 | 0.0013806 | 0.086235 | 0.50241 | 0.0039195 | 0.32303 | 0.14209 | 0.9072 | 0.095056 | 0.00026332 | 0.001461 | 0.0006035 | 0.32247 | 0.32307
0.31913 | 0.014868 | 0.85033 | 0.0013781 | 0.086238 | 0.50239 | 0.0039192 | 0.32305 | 0.142 | 0.90729 | 0.09505 | 0.00026333 | 0.001461 | 0.0006035 | 0.32247 | 0.32307
0.31914 | 0.014859 | 0.85007 | 0.0013769 | 0.086239 | 0.50239 | 0.0039191 | 0.32306 | 0.14196 | 0.90733 | 0.095047 | 0.00026333 | 0.001461 | 0.0006035 | 0.32247 | 0.32307
0.31915 | 0.014854 | 0.84993 | 0.0013763 | 0.08624 | 0.50238 | 0.0039191 | 0.32306 | 0.14194 | 0.90736 | 0.095045 | 0.00026334 | 0.001461 | 0.0006035 | 0.32247 | 0.32307
0.31915 | 0.014852 | 0.84987 | 0.001376 | 0.08624 | 0.50238 | 0.0039191 | 0.32307 | 0.14193 | 0.90737 | 0.095044 | 0.00026334 | 0.001461 | 0.0006035 | 0.32247 | 0.32307
0.31915 | 0.014851 | 0.84983 | 0.0013758 | 0.08624 | 0.50238 | 0.003919 | 0.32307 | 0.14192 | 0.90737 | 0.095044 | 0.00026334 | 0.001461 | 0.0006035 | 0.32247 | 0.32307
0.31915 | 0.01485 | 0.84982 | 0.0013757 | 0.08624 | 0.50238 | 0.003919 | 0.32307 | 0.14192 | 0.90737 | 0.095044 | 0.00026334 | 0.001461 | 0.0006035 | 0.32247 | 0.32307
0.31915 | 0.01485 | 0.84981 | 0.0013757 | 0.08624 | 0.50238 | 0.003919 | 0.32307 | 0.14192 | 0.90738 | 0.095044 | 0.00026334 | 0.001461 | 0.0006035 | 0.32247 | 0.32307
0.31915 | 0.01485 | 0.8498 | 0.0013757 | 0.08624 | 0.50238 | 0.003919 | 0.32307 | 0.14192 | 0.90738 | 0.095044 | 0.00026334 | 0.001461 | 0.0006035 | 0.32247 | 0.32307
0.31915 | 0.01485 | 0.8498 | 0.0013757 | 0.08624 | 0.50238 | 0.003919 | 0.32307 | 0.14192 | 0.90738 | 0.095044 | 0.00026334 | 0.001461 | 0.0006035 | 0.32247 | 0.32307
0.31915 | 0.01485 | 0.8498 | 0.0013756 | 0.08624 | 0.50238 | 0.003919 | 0.32307 | 0.14192 | 0.90738 | 0.095044 | 0.00026334 | 0.001461 | 0.0006035 | 0.32247 | 0.32307
0.31915 | 0.01485 | 0.8498 | 0.0013756 | 0.08624 | 0.50238 | 0.003919 | 0.32307 | 0.14192 | 0.90738 | 0.095044 | 0.00026334 | 0.001461 | 0.0006035 | 0.32247 | 0.32307
0.31915 | 0.01485 | 0.8498 | 0.0013756 | 0.08624 | 0.50238 | 0.003919 | 0.32307 | 0.14192 | 0.90738 | 0.095044 | 0.00026334 | 0.001461 | 0.0006035 | 0.32247 | 0.32307
0.31915 | 0.01485 | 0.8498 | 0.0013756 | 0.08624 | 0.50238 | 0.003919 | 0.32307 | 0.14192 | 0.90738 | 0.095044 | 0.00026334 | 0.001461 | 0.0006035 | 0.32247 | 0.32307
0.31915 | 0.01485 | 0.8498 | 0.0013756 | 0.08624 | 0.50238 | 0.003919 | 0.32307 | 0.14192 | 0.90738 | 0.095044 | 0.00026334 | 0.001461 | 0.0006035 | 0.32247 | 0.32307
0.31915 | 0.01485 | 0.8498 | 0.0013756 | 0.08624 | 0.50238 | 0.003919 | 0.32307 | 0.14192 | 0.90738 | 0.095044 | 0.00026334 | 0.001461 | 0.0006035 | 0.32247 | 0.32307
Segment number |  |  |  |  | 42 | Length | 0.7 |  |  | feet
Est. water depth at upper end of segment | Circ. Seg. Ht. | Central angle | circ. Seg. Area | Flow area | velocity | velocity head | total head | Arc length | Wet. Perim. | Hydraulic Radius | Friction slope | Friction slope | Friction head | Total head | Total head
y2 | h | theta | K | A | V2 | hv2 | H2 | s | Pw | R2 | Sf2 | Sf1 | hf2 | H1 | H2*
(ft) | (ft) | (rad) | (ft^2) | (ft^2) | (ft/s) | (ft) | (ft) | (ft) | (ft) | (ft) | (ft/ft) | (ft/ft) | (ft) | (ft) | (ft)
0.2 | 0.134 | 2.7438 | 0.032858 | 0.054758 | 0.79122 | 0.0097209 | 0.20972 | 0.45821 | 0.59109 | 0.09264 | 0.00067588 | 0.001376 | 0.00071815 | 0.32307 | 0.32379
0.25703 | 0.076967 | 2.0028 | 0.015265 | 0.072351 | 0.59882 | 0.0055681 | 0.2626 | 0.33447 | 0.71483 | 0.10122 | 0.00034405 | 0.001376 | 0.00060201 | 0.32307 | 0.32367
0.28757 | 0.046432 | 1.5283 | 0.0073797 | 0.080236 | 0.53997 | 0.0045275 | 0.2921 | 0.25523 | 0.79407 | 0.10105 | 0.00028038 | 0.001376 | 0.00057972 | 0.32307 | 0.32365
0.30334 | 0.030655 | 1.2312 | 0.00402 | 0.083596 | 0.51827 | 0.0041709 | 0.30752 | 0.2056 | 0.84369 | 0.099084 | 0.00026513 | 0.001376 | 0.00057439 | 0.32307 | 0.32364
0.31141 | 0.022591 | 1.0524 | 0.0025627 | 0.085053 | 0.50939 | 0.0040292 | 0.31544 | 0.17575 | 0.87355 | 0.097366 | 0.00026217 | 0.001376 | 0.00057335 | 0.32307 | 0.32364
0.31551 | 0.018489 | 0.95002 | 0.0019047 | 0.085711 | 0.50548 | 0.0039676 | 0.31948 | 0.15865 | 0.89064 | 0.096236 | 0.00026221 | 0.001376 | 0.00057336 | 0.32307 | 0.32364
0.31759 | 0.016407 | 0.89396 | 0.0015953 | 0.086021 | 0.50366 | 0.0039391 | 0.32153 | 0.14929 | 0.9 | 0.095578 | 0.00026271 | 0.001376 | 0.00057354 | 0.32307 | 0.32364
0.31865 | 0.015351 | 0.86426 | 0.0014453 | 0.086171 | 0.50279 | 0.0039254 | 0.32257 | 0.14433 | 0.90496 | 0.09522 | 0.00026311 | 0.001376 | 0.00057368 | 0.32307 | 0.32364
0.31918 | 0.014817 | 0.84885 | 0.0013711 | 0.086245 | 0.50235 | 0.0039186 | 0.3231 | 0.14176 | 0.90754 | 0.095032 | 0.00026335 | 0.001376 | 0.00057376 | 0.32307 | 0.32364
0.31945 | 0.014546 | 0.84094 | 0.0013341 | 0.086282 | 0.50214 | 0.0039152 | 0.32337 | 0.14044 | 0.90886 | 0.094935 | 0.00026349 | 0.001376 | 0.00057381 | 0.32307 | 0.32364
0.31959 | 0.014409 | 0.83691 | 0.0013154 | 0.086301 | 0.50203 | 0.0039136 | 0.3235 | 0.13976 | 0.90953 | 0.094885 | 0.00026356 | 0.001376 | 0.00057383 | 0.32307 | 0.32364
0.31966 | 0.01434 | 0.83486 | 0.001306 | 0.08631 | 0.50197 | 0.0039127 | 0.32357 | 0.13942 | 0.90987 | 0.09486 | 0.00026359 | 0.001376 | 0.00057385 | 0.32307 | 0.32364
0.3197 | 0.014305 | 0.83382 | 0.0013013 | 0.086315 | 0.50195 | 0.0039123 | 0.32361 | 0.13925 | 0.91005 | 0.094847 | 0.00026361 | 0.001376 | 0.00057385 | 0.32307 | 0.32364
0.31971 | 0.014287 | 0.8333 | 0.0012989 | 0.086317 | 0.50193 | 0.0039121 | 0.32363 | 0.13916 | 0.91013 | 0.09484 | 0.00026362 | 0.001376 | 0.00057386 | 0.32307 | 0.32364
0.31972 | 0.014278 | 0.83303 | 0.0012976 | 0.086318 | 0.50193 | 0.0039119 | 0.32363 | 0.13912 | 0.91018 | 0.094837 | 0.00026363 | 0.001376 | 0.00057386 | 0.32307 | 0.32364
0.31973 | 0.014273 | 0.8329 | 0.001297 | 0.086319 | 0.50192 | 0.0039119 | 0.32364 | 0.13909 | 0.9102 | 0.094835 | 0.00026363 | 0.001376 | 0.00057386 | 0.32307 | 0.32364
0.31973 | 0.014271 | 0.83283 | 0.0012967 | 0.086319 | 0.50192 | 0.0039119 | 0.32364 | 0.13908 | 0.91021 | 0.094834 | 0.00026363 | 0.001376 | 0.00057386 | 0.32307 | 0.32364
0.31973 | 0.01427 | 0.83279 | 0.0012966 | 0.08632 | 0.50192 | 0.0039118 | 0.32364 | 0.13908 | 0.91022 | 0.094834 | 0.00026363 | 0.001376 | 0.00057386 | 0.32307 | 0.32364
0.31973 | 0.014269 | 0.83278 | 0.0012965 | 0.08632 | 0.50192 | 0.0039118 | 0.32364 | 0.13907 | 0.91022 | 0.094834 | 0.00026363 | 0.001376 | 0.00057386 | 0.32307 | 0.32364
0.31973 | 0.014269 | 0.83277 | 0.0012964 | 0.08632 | 0.50192 | 0.0039118 | 0.32364 | 0.13907 | 0.91022 | 0.094834 | 0.00026363 | 0.001376 | 0.00057386 | 0.32307 | 0.32364
0.31973 | 0.014269 | 0.83276 | 0.0012964 | 0.08632 | 0.50192 | 0.0039118 | 0.32364 | 0.13907 | 0.91022 | 0.094834 | 0.00026363 | 0.001376 | 0.00057386 | 0.32307 | 0.32364
0.31973 | 0.014269 | 0.83276 | 0.0012964 | 0.08632 | 0.50192 | 0.0039118 | 0.32364 | 0.13907 | 0.91022 | 0.094834 | 0.00026363 | 0.001376 | 0.00057386 | 0.32307 | 0.32364
0.31973 | 0.014269 | 0.83276 | 0.0012964 | 0.08632 | 0.50192 | 0.0039118 | 0.32364 | 0.13907 | 0.91022 | 0.094833 | 0.00026363 | 0.001376 | 0.00057386 | 0.32307 | 0.32364
0.31973 | 0.014269 | 0.83276 | 0.0012964 | 0.08632 | 0.50192 | 0.0039118 | 0.32364 | 0.13907 | 0.91022 | 0.094833 | 0.00026363 | 0.001376 | 0.00057386 | 0.32307 | 0.32364
0.31973 | 0.014269 | 0.83276 | 0.0012964 | 0.08632 | 0.50192 | 0.0039118 | 0.32364 | 0.13907 | 0.91022 | 0.094833 | 0.00026363 | 0.001376 | 0.00057386 | 0.32307 | 0.32364
0.31973 | 0.014269 | 0.83276 | 0.0012964 | 0.08632 | 0.50192 | 0.0039118 | 0.32364 | 0.13907 | 0.91022 | 0.094833 | 0.00026363 | 0.001376 | 0.00057386 | 0.32307 | 0.32364
0.31973 | 0.014269 | 0.83276 | 0.0012964 | 0.08632 | 0.50192 | 0.0039118 | 0.32364 | 0.13907 | 0.91022 | 0.094833 | 0.00026363 | 0.001376 | 0.00057386 | 0.32307 | 0.32364
0.31973 | 0.014269 | 0.83276 | 0.0012964 | 0.08632 | 0.50192 | 0.0039118 | 0.32364 | 0.13907 | 0.91022 | 0.094833 | 0.00026363 | 0.001376 | 0.00057386 | 0.32307 | 0.32364
Segment number |  |  |  |  | 43 | Length | 0.7 |  |  | feet
Est. water depth at upper end of segment | Circ. Seg. Ht. | Central angle | circ. Seg. Area | Flow area | velocity | velocity head | total head | Arc length | Wet. Perim. | Hydraulic Radius | Friction slope | Friction slope | Friction head | Total head | Total head
y2 | h | theta | K | A | V2 | hv2 | H2 | s | Pw | R2 | Sf2 | Sf1 | hf2 | H1 | H2*
(ft) | (ft) | (rad) | (ft^2) | (ft^2) | (ft/s) | (ft) | (ft) | (ft) | (ft) | (ft) | (ft/ft) | (ft/ft) | (ft) | (ft) | (ft)
0.2 | 0.134 | 2.7438 | 0.032858 | 0.054758 | 0.79122 | 0.0097209 | 0.20972 | 0.45821 | 0.59109 | 0.09264 | 0.00067588 | 0.0012967 | 0.00069041 | 0.32364 | 0.32433
0.25731 | 0.076694 | 1.9989 | 0.015188 | 0.072428 | 0.59818 | 0.0055563 | 0.26286 | 0.33382 | 0.71547 | 0.10123 | 0.00034325 | 0.0012967 | 0.00057399 | 0.32364 | 0.32422
0.28798 | 0.046016 | 1.5211 | 0.0072838 | 0.080332 | 0.53933 | 0.0045167 | 0.2925 | 0.25403 | 0.79527 | 0.10101 | 0.00027983 | 0.0012967 | 0.00055179 | 0.32364 | 0.3242
0.30383 | 0.030169 | 1.221 | 0.0039266 | 0.083689 | 0.51769 | 0.0041616 | 0.30799 | 0.20392 | 0.84538 | 0.098996 | 0.00026485 | 0.0012967 | 0.00054655 | 0.32364 | 0.32419
0.31193 | 0.02207 | 1.0399 | 0.0024759 | 0.08514 | 0.50887 | 0.004021 | 0.31595 | 0.17366 | 0.87563 | 0.097233 | 0.00026211 | 0.0012967 | 0.00054559 | 0.32364 | 0.32419
0.31605 | 0.017951 | 0.93584 | 0.0018232 | 0.085793 | 0.505 | 0.00396 | 0.32001 | 0.15629 | 0.89301 | 0.096072 | 0.0002623 | 0.0012967 | 0.00054566 | 0.32364 | 0.32419
0.31814 | 0.015861 | 0.87873 | 0.0015172 | 0.086099 | 0.5032 | 0.0039319 | 0.32207 | 0.14675 | 0.90255 | 0.095395 | 0.00026291 | 0.0012967 | 0.00054587 | 0.32364 | 0.32419
0.3192 | 0.014802 | 0.84841 | 0.0013691 | 0.086247 | 0.50234 | 0.0039184 | 0.32312 | 0.14169 | 0.90761 | 0.095027 | 0.00026336 | 0.0012967 | 0.00054603 | 0.32364 | 0.32419
0.31973 | 0.014266 | 0.83267 | 0.001296 | 0.08632 | 0.50192 | 0.0039118 | 0.32365 | 0.13906 | 0.91024 | 0.094832 | 0.00026363 | 0.0012967 | 0.00054612 | 0.32364 | 0.32419
0.32001 | 0.013994 | 0.82459 | 0.0012595 | 0.086357 | 0.5017 | 0.0039085 | 0.32391 | 0.13771 | 0.91159 | 0.094732 | 0.00026378 | 0.0012967 | 0.00054617 | 0.32364 | 0.32419
0.32014 | 0.013857 | 0.82047 | 0.0012411 | 0.086375 | 0.5016 | 0.0039068 | 0.32405 | 0.13702 | 0.91228 | 0.094681 | 0.00026386 | 0.0012967 | 0.0005462 | 0.32364 | 0.32419
0.32021 | 0.013787 | 0.81838 | 0.0012319 | 0.086384 | 0.50154 | 0.003906 | 0.32412 | 0.13667 | 0.91262 | 0.094655 | 0.0002639 | 0.0012967 | 0.00054621 | 0.32364 | 0.32419
0.32025 | 0.013752 | 0.81732 | 0.0012272 | 0.086389 | 0.50152 | 0.0039056 | 0.32415 | 0.13649 | 0.9128 | 0.094641 | 0.00026392 | 0.0012967 | 0.00054622 | 0.32364 | 0.32419
0.32027 | 0.013734 | 0.81678 | 0.0012248 | 0.086391 | 0.5015 | 0.0039053 | 0.32417 | 0.1364 | 0.91289 | 0.094635 | 0.00026393 | 0.0012967 | 0.00054623 | 0.32364 | 0.32419
0.32028 | 0.013725 | 0.81651 | 0.0012236 | 0.086392 | 0.5015 | 0.0039052 | 0.32418 | 0.13636 | 0.91294 | 0.094631 | 0.00026394 | 0.0012967 | 0.00054623 | 0.32364 | 0.32419
0.32028 | 0.01372 | 0.81637 | 0.001223 | 0.086393 | 0.50149 | 0.0039052 | 0.32418 | 0.13633 | 0.91296 | 0.09463 | 0.00026394 | 0.0012967 | 0.00054623 | 0.32364 | 0.32419
0.32028 | 0.013718 | 0.8163 | 0.0012227 | 0.086393 | 0.50149 | 0.0039052 | 0.32419 | 0.13632 | 0.91297 | 0.094629 | 0.00026394 | 0.0012967 | 0.00054623 | 0.32364 | 0.32419
0.32028 | 0.013717 | 0.81627 | 0.0012226 | 0.086394 | 0.50149 | 0.0039051 | 0.32419 | 0.13632 | 0.91298 | 0.094628 | 0.00026394 | 0.0012967 | 0.00054623 | 0.32364 | 0.32419
0.32028 | 0.013716 | 0.81625 | 0.0012225 | 0.086394 | 0.50149 | 0.0039051 | 0.32419 | 0.13631 | 0.91298 | 0.094628 | 0.00026394 | 0.0012967 | 0.00054623 | 0.32364 | 0.32419
0.32028 | 0.013716 | 0.81624 | 0.0012224 | 0.086394 | 0.50149 | 0.0039051 | 0.32419 | 0.13631 | 0.91298 | 0.094628 | 0.00026394 | 0.0012967 | 0.00054623 | 0.32364 | 0.32419
0.32028 | 0.013716 | 0.81624 | 0.0012224 | 0.086394 | 0.50149 | 0.0039051 | 0.32419 | 0.13631 | 0.91298 | 0.094628 | 0.00026394 | 0.0012967 | 0.00054623 | 0.32364 | 0.32419
0.32028 | 0.013716 | 0.81623 | 0.0012224 | 0.086394 | 0.50149 | 0.0039051 | 0.32419 | 0.13631 | 0.91298 | 0.094628 | 0.00026394 | 0.0012967 | 0.00054623 | 0.32364 | 0.32419
0.32028 | 0.013716 | 0.81623 | 0.0012224 | 0.086394 | 0.50149 | 0.0039051 | 0.32419 | 0.13631 | 0.91298 | 0.094628 | 0.00026394 | 0.0012967 | 0.00054623 | 0.32364 | 0.32419
0.32028 | 0.013716 | 0.81623 | 0.0012224 | 0.086394 | 0.50149 | 0.0039051 | 0.32419 | 0.13631 | 0.91298 | 0.094628 | 0.00026394 | 0.0012967 | 0.00054623 | 0.32364 | 0.32419
0.32028 | 0.013716 | 0.81623 | 0.0012224 | 0.086394 | 0.50149 | 0.0039051 | 0.32419 | 0.13631 | 0.91298 | 0.094628 | 0.00026394 | 0.0012967 | 0.00054623 | 0.32364 | 0.32419
0.32028 | 0.013716 | 0.81623 | 0.0012224 | 0.086394 | 0.50149 | 0.0039051 | 0.32419 | 0.13631 | 0.91298 | 0.094628 | 0.00026394 | 0.0012967 | 0.00054623 | 0.32364 | 0.32419
0.32028 | 0.013716 | 0.81623 | 0.0012224 | 0.086394 | 0.50149 | 0.0039051 | 0.32419 | 0.13631 | 0.91298 | 0.094628 | 0.00026394 | 0.0012967 | 0.00054623 | 0.32364 | 0.32419
0.32028 | 0.013716 | 0.81623 | 0.0012224 | 0.086394 | 0.50149 | 0.0039051 | 0.32419 | 0.13631 | 0.91298 | 0.094628 | 0.00026394 | 0.0012967 | 0.00054623 | 0.32364 | 0.32419
Segment number |  |  |  |  | 44 | Length | 0.7 |  |  | feet
Est. water depth at upper end of segment | Circ. Seg. Ht. | Central angle | circ. Seg. Area | Flow area | velocity | velocity head | total head | Arc length | Wet. Perim. | Hydraulic Radius | Friction slope | Friction slope | Friction head | Total head | Total head
y2 | h | theta | K | A | V2 | hv2 | H2 | s | Pw | R2 | Sf2 | Sf1 | hf2 | H1 | H2*
(ft) | (ft) | (rad) | (ft^2) | (ft^2) | (ft/s) | (ft) | (ft) | (ft) | (ft) | (ft) | (ft/ft) | (ft/ft) | (ft) | (ft) | (ft)
0.2 | 0.134 | 2.7438 | 0.032858 | 0.054758 | 0.79122 | 0.0097209 | 0.20972 | 0.45821 | 0.59109 | 0.09264 | 0.00067588 | 0.0012227 | 0.00066451 | 0.32419 | 0.32485
0.25757 | 0.076433 | 1.9952 | 0.015115 | 0.072501 | 0.59758 | 0.0055451 | 0.26311 | 0.3332 | 0.71609 | 0.10125 | 0.00034249 | 0.0012227 | 0.00054782 | 0.32419 | 0.32474
0.28838 | 0.045621 | 1.5142 | 0.0071929 | 0.080423 | 0.53872 | 0.0045065 | 0.29289 | 0.25288 | 0.79642 | 0.10098 | 0.00027931 | 0.0012227 | 0.00052571 | 0.32419 | 0.32472
0.30429 | 0.029706 | 1.2113 | 0.0038383 | 0.083778 | 0.51715 | 0.0041528 | 0.30845 | 0.20229 | 0.847 | 0.098911 | 0.0002646 | 0.0012227 | 0.00052056 | 0.32419 | 0.32471
0.31243 | 0.021574 | 1.0279 | 0.002394 | 0.085222 | 0.50838 | 0.0040132 | 0.31644 | 0.17166 | 0.87764 | 0.097104 | 0.00026207 | 0.0012227 | 0.00051967 | 0.32419 | 0.32471
0.31656 | 0.017439 | 0.92216 | 0.0017465 | 0.08587 | 0.50455 | 0.0039529 | 0.32051 | 0.154 | 0.89529 | 0.095912 | 0.00026242 | 0.0012227 | 0.00051979 | 0.32419 | 0.32471
0.31866 | 0.015341 | 0.86398 | 0.0014439 | 0.086172 | 0.50278 | 0.0039252 | 0.32258 | 0.14428 | 0.90501 | 0.095217 | 0.00026312 | 0.0012227 | 0.00052004 | 0.32419 | 0.32471
0.31972 | 0.014279 | 0.83305 | 0.0012977 | 0.086318 | 0.50193 | 0.003912 | 0.32363 | 0.13912 | 0.91017 | 0.094837 | 0.00026363 | 0.0012227 | 0.00052022 | 0.32419 | 0.32471
0.32026 | 0.01374 | 0.81698 | 0.0012257 | 0.08639 | 0.50151 | 0.0039054 | 0.32417 | 0.13644 | 0.91286 | 0.094637 | 0.00026393 | 0.0012227 | 0.00052032 | 0.32419 | 0.32471
0.32053 | 0.013468 | 0.80873 | 0.0011897 | 0.086426 | 0.5013 | 0.0039022 | 0.32443 | 0.13506 | 0.91424 | 0.094534 | 0.00026409 | 0.0012227 | 0.00052038 | 0.32419 | 0.32471
0.32067 | 0.01333 | 0.80452 | 0.0011716 | 0.086444 | 0.50119 | 0.0039005 | 0.32457 | 0.13435 | 0.91494 | 0.094481 | 0.00026418 | 0.0012227 | 0.00052041 | 0.32419 | 0.32471
0.32074 | 0.01326 | 0.80238 | 0.0011625 | 0.086454 | 0.50114 | 0.0038997 | 0.32464 | 0.134 | 0.9153 | 0.094454 | 0.00026422 | 0.0012227 | 0.00052043 | 0.32419 | 0.32471
0.32077 | 0.013225 | 0.8013 | 0.0011579 | 0.086458 | 0.50111 | 0.0038993 | 0.32467 | 0.13382 | 0.91548 | 0.094441 | 0.00026425 | 0.0012227 | 0.00052043 | 0.32419 | 0.32471
0.32079 | 0.013207 | 0.80075 | 0.0011556 | 0.08646 | 0.5011 | 0.0038991 | 0.32469 | 0.13373 | 0.91557 | 0.094434 | 0.00026426 | 0.0012227 | 0.00052044 | 0.32419 | 0.32471
0.3208 | 0.013198 | 0.80047 | 0.0011544 | 0.086462 | 0.50109 | 0.003899 | 0.3247 | 0.13368 | 0.91562 | 0.09443 | 0.00026426 | 0.0012227 | 0.00052044 | 0.32419 | 0.32471
0.32081 | 0.013194 | 0.80033 | 0.0011538 | 0.086462 | 0.50109 | 0.0038989 | 0.32471 | 0.13366 | 0.91564 | 0.094428 | 0.00026427 | 0.0012227 | 0.00052044 | 0.32419 | 0.32471
0.32081 | 0.013191 | 0.80026 | 0.0011535 | 0.086463 | 0.50109 | 0.0038989 | 0.32471 | 0.13364 | 0.91565 | 0.094427 | 0.00026427 | 0.0012227 | 0.00052044 | 0.32419 | 0.32471
0.32081 | 0.01319 | 0.80023 | 0.0011534 | 0.086463 | 0.50109 | 0.0038989 | 0.32471 | 0.13364 | 0.91566 | 0.094427 | 0.00026427 | 0.0012227 | 0.00052044 | 0.32419 | 0.32471
0.32081 | 0.01319 | 0.80021 | 0.0011533 | 0.086463 | 0.50109 | 0.0038989 | 0.32471 | 0.13363 | 0.91566 | 0.094427 | 0.00026427 | 0.0012227 | 0.00052044 | 0.32419 | 0.32471
0.32081 | 0.013189 | 0.8002 | 0.0011533 | 0.086463 | 0.50109 | 0.0038989 | 0.32471 | 0.13363 | 0.91566 | 0.094427 | 0.00026427 | 0.0012227 | 0.00052044 | 0.32419 | 0.32471
0.32081 | 0.013189 | 0.80019 | 0.0011532 | 0.086463 | 0.50109 | 0.0038989 | 0.32471 | 0.13363 | 0.91566 | 0.094427 | 0.00026427 | 0.0012227 | 0.00052044 | 0.32419 | 0.32471
0.32081 | 0.013189 | 0.80019 | 0.0011532 | 0.086463 | 0.50109 | 0.0038989 | 0.32471 | 0.13363 | 0.91566 | 0.094427 | 0.00026427 | 0.0012227 | 0.00052044 | 0.32419 | 0.32471
0.32081 | 0.013189 | 0.80019 | 0.0011532 | 0.086463 | 0.50109 | 0.0038989 | 0.32471 | 0.13363 | 0.91566 | 0.094427 | 0.00026427 | 0.0012227 | 0.00052044 | 0.32419 | 0.32471
0.32081 | 0.013189 | 0.80019 | 0.0011532 | 0.086463 | 0.50109 | 0.0038989 | 0.32471 | 0.13363 | 0.91566 | 0.094427 | 0.00026427 | 0.0012227 | 0.00052044 | 0.32419 | 0.32471
0.32081 | 0.013189 | 0.80019 | 0.0011532 | 0.086463 | 0.50109 | 0.0038989 | 0.32471 | 0.13363 | 0.91566 | 0.094427 | 0.00026427 | 0.0012227 | 0.00052044 | 0.32419 | 0.32471
0.32081 | 0.013189 | 0.80019 | 0.0011532 | 0.086463 | 0.50109 | 0.0038989 | 0.32471 | 0.13363 | 0.91566 | 0.094427 | 0.00026427 | 0.0012227 | 0.00052044 | 0.32419 | 0.32471
0.32081 | 0.013189 | 0.80019 | 0.0011532 | 0.086463 | 0.50109 | 0.0038989 | 0.32471 | 0.13363 | 0.91566 | 0.094427 | 0.00026427 | 0.0012227 | 0.00052044 | 0.32419 | 0.32471
0.32081 | 0.013189 | 0.80019 | 0.0011532 | 0.086463 | 0.50109 | 0.0038989 | 0.32471 | 0.13363 | 0.91566 | 0.094427 | 0.00026427 | 0.0012227 | 0.00052044 | 0.32419 | 0.32471
Segment number |  |  |  |  | 45 | Length | 0.7 |  |  | feet
Est. water depth at upper end of segment | Circ. Seg. Ht. | Central angle | circ. Seg. Area | Flow area | velocity | velocity head | total head | Arc length | Wet. Perim. | Hydraulic Radius | Friction slope | Friction slope | Friction head | Total head | Total head
y2 | h | theta | K | A | V2 | hv2 | H2 | s | Pw | R2 | Sf2 | Sf1 | hf2 | H1 | H2*
(ft) | (ft) | (rad) | (ft^2) | (ft^2) | (ft/s) | (ft) | (ft) | (ft) | (ft) | (ft) | (ft/ft) | (ft/ft) | (ft) | (ft) | (ft)
0.2 | 0.134 | 2.7438 | 0.032858 | 0.054758 | 0.79122 | 0.0097209 | 0.20972 | 0.45821 | 0.59109 | 0.09264 | 0.00067588 | 0.0011535 | 0.0006403 | 0.32471 | 0.32535
0.25781 | 0.076185 | 1.9917 | 0.015045 | 0.072571 | 0.59701 | 0.0055345 | 0.26335 | 0.33261 | 0.71668 | 0.10126 | 0.00034177 | 0.0011535 | 0.00052336 | 0.32471 | 0.32523
0.28876 | 0.045243 | 1.5076 | 0.0071065 | 0.08051 | 0.53814 | 0.0044968 | 0.29325 | 0.25177 | 0.79752 | 0.10095 | 0.00027883 | 0.0011535 | 0.00050133 | 0.32471 | 0.32521
0.30474 | 0.029264 | 1.202 | 0.0037546 | 0.083861 | 0.51663 | 0.0041445 | 0.30888 | 0.20074 | 0.84856 | 0.098828 | 0.00026436 | 0.0011535 | 0.00049627 | 0.32471 | 0.32521
0.3129 | 0.021101 | 1.0163 | 0.0023167 | 0.085299 | 0.50792 | 0.004006 | 0.3169 | 0.16972 | 0.87957 | 0.096978 | 0.00026205 | 0.0011535 | 0.00049545 | 0.32471 | 0.32521
0.31705 | 0.016951 | 0.90892 | 0.0016745 | 0.085942 | 0.50413 | 0.0039463 | 0.321 | 0.15179 | 0.8975 | 0.095756 | 0.00026254 | 0.0011535 | 0.00049563 | 0.32471 | 0.32521
0.31915 | 0.014846 | 0.84969 | 0.0013751 | 0.086241 | 0.50238 | 0.003919 | 0.32307 | 0.1419 | 0.9074 | 0.095042 | 0.00026334 | 0.0011535 | 0.00049591 | 0.32471 | 0.32521
0.32022 | 0.01378 | 0.81816 | 0.0012309 | 0.086385 | 0.50154 | 0.0039059 | 0.32413 | 0.13663 | 0.91266 | 0.094652 | 0.0002639 | 0.0011535 | 0.0004961 | 0.32471 | 0.32521
0.32076 | 0.01324 | 0.80175 | 0.0011598 | 0.086456 | 0.50113 | 0.0038995 | 0.32466 | 0.13389 | 0.9154 | 0.094446 | 0.00026424 | 0.0011535 | 0.00049622 | 0.32471 | 0.32521
0.32103 | 0.012967 | 0.79332 | 0.0011244 | 0.086492 | 0.50092 | 0.0038963 | 0.32493 | 0.13248 | 0.91681 | 0.09434 | 0.00026442 | 0.0011535 | 0.00049628 | 0.32471 | 0.32521
0.32117 | 0.012828 | 0.78903 | 0.0011066 | 0.086509 | 0.50082 | 0.0038947 | 0.32507 | 0.13177 | 0.91753 | 0.094285 | 0.00026451 | 0.0011535 | 0.00049632 | 0.32471 | 0.32521
0.32124 | 0.012758 | 0.78684 | 0.0010977 | 0.086518 | 0.50077 | 0.0038939 | 0.32514 | 0.1314 | 0.91789 | 0.094258 | 0.00026456 | 0.0011535 | 0.00049633 | 0.32471 | 0.32521
0.32128 | 0.012723 | 0.78574 | 0.0010931 | 0.086523 | 0.50074 | 0.0038935 | 0.32517 | 0.13122 | 0.91808 | 0.094244 | 0.00026458 | 0.0011535 | 0.00049634 | 0.32471 | 0.32521
0.32129 | 0.012705 | 0.78518 | 0.0010908 | 0.086525 | 0.50073 | 0.0038933 | 0.32519 | 0.13112 | 0.91817 | 0.094237 | 0.0002646 | 0.0011535 | 0.00049635 | 0.32471 | 0.32521
0.3213 | 0.012696 | 0.78489 | 0.0010897 | 0.086526 | 0.50072 | 0.0038932 | 0.3252 | 0.13108 | 0.91822 | 0.094233 | 0.0002646 | 0.0011535 | 0.00049635 | 0.32471 | 0.32521
0.32131 | 0.012691 | 0.78475 | 0.0010891 | 0.086527 | 0.50072 | 0.0038931 | 0.3252 | 0.13105 | 0.91824 | 0.094231 | 0.00026461 | 0.0011535 | 0.00049635 | 0.32471 | 0.32521
0.32131 | 0.012689 | 0.78468 | 0.0010888 | 0.086527 | 0.50071 | 0.0038931 | 0.3252 | 0.13104 | 0.91825 | 0.09423 | 0.00026461 | 0.0011535 | 0.00049635 | 0.32471 | 0.32521
0.32131 | 0.012688 | 0.78464 | 0.0010886 | 0.086527 | 0.50071 | 0.0038931 | 0.32521 | 0.13104 | 0.91826 | 0.09423 | 0.00026461 | 0.0011535 | 0.00049635 | 0.32471 | 0.32521
0.32131 | 0.012687 | 0.78462 | 0.0010886 | 0.086528 | 0.50071 | 0.0038931 | 0.32521 | 0.13103 | 0.91826 | 0.09423 | 0.00026461 | 0.0011535 | 0.00049635 | 0.32471 | 0.32521
0.32131 | 0.012687 | 0.78461 | 0.0010885 | 0.086528 | 0.50071 | 0.0038931 | 0.32521 | 0.13103 | 0.91826 | 0.09423 | 0.00026461 | 0.0011535 | 0.00049635 | 0.32471 | 0.32521
0.32131 | 0.012687 | 0.78461 | 0.0010885 | 0.086528 | 0.50071 | 0.0038931 | 0.32521 | 0.13103 | 0.91826 | 0.094229 | 0.00026461 | 0.0011535 | 0.00049635 | 0.32471 | 0.32521
0.32131 | 0.012687 | 0.78461 | 0.0010885 | 0.086528 | 0.50071 | 0.0038931 | 0.32521 | 0.13103 | 0.91827 | 0.094229 | 0.00026461 | 0.0011535 | 0.00049635 | 0.32471 | 0.32521
0.32131 | 0.012687 | 0.78461 | 0.0010885 | 0.086528 | 0.50071 | 0.0038931 | 0.32521 | 0.13103 | 0.91827 | 0.094229 | 0.00026461 | 0.0011535 | 0.00049635 | 0.32471 | 0.32521
0.32131 | 0.012687 | 0.78461 | 0.0010885 | 0.086528 | 0.50071 | 0.0038931 | 0.32521 | 0.13103 | 0.91827 | 0.094229 | 0.00026461 | 0.0011535 | 0.00049635 | 0.32471 | 0.32521
0.32131 | 0.012687 | 0.7846 | 0.0010885 | 0.086528 | 0.50071 | 0.0038931 | 0.32521 | 0.13103 | 0.91827 | 0.094229 | 0.00026461 | 0.0011535 | 0.00049635 | 0.32471 | 0.32521
0.32131 | 0.012687 | 0.7846 | 0.0010885 | 0.086528 | 0.50071 | 0.0038931 | 0.32521 | 0.13103 | 0.91827 | 0.094229 | 0.00026461 | 0.0011535 | 0.00049635 | 0.32471 | 0.32521
0.32131 | 0.012687 | 0.7846 | 0.0010885 | 0.086528 | 0.50071 | 0.0038931 | 0.32521 | 0.13103 | 0.91827 | 0.094229 | 0.00026461 | 0.0011535 | 0.00049635 | 0.32471 | 0.32521
0.32131 | 0.012687 | 0.7846 | 0.0010885 | 0.086528 | 0.50071 | 0.0038931 | 0.32521 | 0.13103 | 0.91827 | 0.094229 | 0.00026461 | 0.0011535 | 0.00049635 | 0.32471 | 0.32521
Segment number |  |  |  |  | 46 | Length | 0.7 |  |  | feet
Est. water depth at upper end of segment | Circ. Seg. Ht. | Central angle | circ. Seg. Area | Flow area | velocity | velocity head | total head | Arc length | Wet. Perim. | Hydraulic Radius | Friction slope | Friction slope | Friction head | Total head | Total head
y2 | h | theta | K | A | V2 | hv2 | H2 | s | Pw | R2 | Sf2 | Sf1 | hf2 | H1 | H2*
(ft) | (ft) | (rad) | (ft^2) | (ft^2) | (ft/s) | (ft) | (ft) | (ft) | (ft) | (ft) | (ft/ft) | (ft/ft) | (ft) | (ft) | (ft)
0.2 | 0.134 | 2.7438 | 0.032858 | 0.054758 | 0.79122 | 0.0097209 | 0.20972 | 0.45821 | 0.59109 | 0.09264 | 0.00067588 | 0.0010888 | 0.00061764 | 0.32521 | 0.32582
0.25805 | 0.075948 | 1.9883 | 0.014979 | 0.072637 | 0.59646 | 0.0055244 | 0.26358 | 0.33204 | 0.71725 | 0.10127 | 0.00034109 | 0.0010888 | 0.00050046 | 0.32521 | 0.32571
0.28912 | 0.044883 | 1.5013 | 0.0070243 | 0.080592 | 0.53759 | 0.0044876 | 0.2936 | 0.25072 | 0.79857 | 0.10092 | 0.00027837 | 0.0010888 | 0.00047851 | 0.32521 | 0.32568
0.30516 | 0.028843 | 1.1931 | 0.0036753 | 0.083941 | 0.51614 | 0.0041367 | 0.30929 | 0.19924 | 0.85005 | 0.098748 | 0.00026415 | 0.0010888 | 0.00047353 | 0.32521 | 0.32568
0.31335 | 0.02065 | 1.0051 | 0.0022437 | 0.085372 | 0.50749 | 0.0039991 | 0.31735 | 0.16786 | 0.88144 | 0.096856 | 0.00026204 | 0.0010888 | 0.00047279 | 0.32521 | 0.32568
0.31752 | 0.016485 | 0.89613 | 0.0016066 | 0.086009 | 0.50373 | 0.0039401 | 0.32146 | 0.14965 | 0.89964 | 0.095604 | 0.00026269 | 0.0010888 | 0.00047302 | 0.32521 | 0.32568
0.31963 | 0.014373 | 0.83584 | 0.0013105 | 0.086306 | 0.502 | 0.0039131 | 0.32354 | 0.13959 | 0.90971 | 0.094872 | 0.00026358 | 0.0010888 | 0.00047333 | 0.32521 | 0.32568
0.3207 | 0.013303 | 0.80369 | 0.0011681 | 0.086448 | 0.50117 | 0.0039002 | 0.3246 | 0.13422 | 0.91508 | 0.094471 | 0.0002642 | 0.0010888 | 0.00047355 | 0.32521 | 0.32568
0.32124 | 0.012762 | 0.78695 | 0.0010981 | 0.086518 | 0.50077 | 0.0038939 | 0.32513 | 0.13142 | 0.91787 | 0.094259 | 0.00026456 | 0.0010888 | 0.00047367 | 0.32521 | 0.32568
0.32151 | 0.012488 | 0.77835 | 0.0010632 | 0.086553 | 0.50057 | 0.0038908 | 0.3254 | 0.12998 | 0.91931 | 0.09415 | 0.00026475 | 0.0010888 | 0.00047374 | 0.32521 | 0.32568
0.32165 | 0.012349 | 0.77397 | 0.0010457 | 0.08657 | 0.50046 | 0.0038892 | 0.32554 | 0.12925 | 0.92004 | 0.094094 | 0.00026486 | 0.0010888 | 0.00047378 | 0.32521 | 0.32568
0.32172 | 0.012279 | 0.77174 | 0.0010369 | 0.086579 | 0.50041 | 0.0038884 | 0.32561 | 0.12888 | 0.92041 | 0.094066 | 0.00026491 | 0.0010888 | 0.0004738 | 0.32521 | 0.32568
0.32176 | 0.012244 | 0.77061 | 0.0010324 | 0.086584 | 0.50039 | 0.003888 | 0.32564 | 0.12869 | 0.9206 | 0.094051 | 0.00026494 | 0.0010888 | 0.00047381 | 0.32521 | 0.32568
0.32177 | 0.012226 | 0.77004 | 0.0010302 | 0.086586 | 0.50037 | 0.0038878 | 0.32566 | 0.1286 | 0.9207 | 0.094044 | 0.00026495 | 0.0010888 | 0.00047381 | 0.32521 | 0.32568
0.32178 | 0.012217 | 0.76975 | 0.001029 | 0.086587 | 0.50037 | 0.0038877 | 0.32567 | 0.12855 | 0.92075 | 0.09404 | 0.00026496 | 0.0010888 | 0.00047381 | 0.32521 | 0.32568
0.32179 | 0.012212 | 0.7696 | 0.0010284 | 0.086588 | 0.50036 | 0.0038877 | 0.32568 | 0.12852 | 0.92077 | 0.094038 | 0.00026496 | 0.0010888 | 0.00047382 | 0.32521 | 0.32568
0.32179 | 0.01221 | 0.76953 | 0.0010282 | 0.086588 | 0.50036 | 0.0038876 | 0.32568 | 0.12851 | 0.92078 | 0.094037 | 0.00026496 | 0.0010888 | 0.00047382 | 0.32521 | 0.32568
0.32179 | 0.012209 | 0.76949 | 0.001028 | 0.086588 | 0.50036 | 0.0038876 | 0.32568 | 0.12851 | 0.92079 | 0.094037 | 0.00026496 | 0.0010888 | 0.00047382 | 0.32521 | 0.32568
0.32179 | 0.012208 | 0.76947 | 0.0010279 | 0.086588 | 0.50036 | 0.0038876 | 0.32568 | 0.1285 | 0.92079 | 0.094037 | 0.00026496 | 0.0010888 | 0.00047382 | 0.32521 | 0.32568
0.32179 | 0.012208 | 0.76946 | 0.0010279 | 0.086588 | 0.50036 | 0.0038876 | 0.32568 | 0.1285 | 0.92079 | 0.094036 | 0.00026496 | 0.0010888 | 0.00047382 | 0.32521 | 0.32568
0.32179 | 0.012208 | 0.76946 | 0.0010279 | 0.086588 | 0.50036 | 0.0038876 | 0.32568 | 0.1285 | 0.92079 | 0.094036 | 0.00026496 | 0.0010888 | 0.00047382 | 0.32521 | 0.32568
0.32179 | 0.012208 | 0.76946 | 0.0010279 | 0.086588 | 0.50036 | 0.0038876 | 0.32568 | 0.1285 | 0.9208 | 0.094036 | 0.00026496 | 0.0010888 | 0.00047382 | 0.32521 | 0.32568
0.32179 | 0.012208 | 0.76945 | 0.0010279 | 0.086588 | 0.50036 | 0.0038876 | 0.32568 | 0.1285 | 0.9208 | 0.094036 | 0.00026496 | 0.0010888 | 0.00047382 | 0.32521 | 0.32568
0.32179 | 0.012208 | 0.76945 | 0.0010279 | 0.086588 | 0.50036 | 0.0038876 | 0.32568 | 0.1285 | 0.9208 | 0.094036 | 0.00026496 | 0.0010888 | 0.00047382 | 0.32521 | 0.32568
0.32179 | 0.012208 | 0.76945 | 0.0010279 | 0.086588 | 0.50036 | 0.0038876 | 0.32568 | 0.1285 | 0.9208 | 0.094036 | 0.00026496 | 0.0010888 | 0.00047382 | 0.32521 | 0.32568
0.32179 | 0.012208 | 0.76945 | 0.0010279 | 0.086588 | 0.50036 | 0.0038876 | 0.32568 | 0.1285 | 0.9208 | 0.094036 | 0.00026496 | 0.0010888 | 0.00047382 | 0.32521 | 0.32568
0.32179 | 0.012208 | 0.76945 | 0.0010279 | 0.086588 | 0.50036 | 0.0038876 | 0.32568 | 0.1285 | 0.9208 | 0.094036 | 0.00026496 | 0.0010888 | 0.00047382 | 0.32521 | 0.32568
0.32179 | 0.012208 | 0.76945 | 0.0010279 | 0.086588 | 0.50036 | 0.0038876 | 0.32568 | 0.1285 | 0.9208 | 0.094036 | 0.00026496 | 0.0010888 | 0.00047382 | 0.32521 | 0.32568
Segment number |  |  |  |  | 47 | Length | 0.7 |  |  | feet
Est. water depth at upper end of segment | Circ. Seg. Ht. | Central angle | circ. Seg. Area | Flow area | velocity | velocity head | total head | Arc length | Wet. Perim. | Hydraulic Radius | Friction slope | Friction slope | Friction head | Total head | Total head
y2 | h | theta | K | A | V2 | hv2 | H2 | s | Pw | R2 | Sf2 | Sf1 | hf2 | H1 | H2*
(ft) | (ft) | (rad) | (ft^2) | (ft^2) | (ft/s) | (ft) | (ft) | (ft) | (ft) | (ft) | (ft/ft) | (ft/ft) | (ft) | (ft) | (ft)
0.2 | 0.134 | 2.7438 | 0.032858 | 0.054758 | 0.79122 | 0.0097209 | 0.20972 | 0.45821 | 0.59109 | 0.09264 | 0.00067588 | 0.0010282 | 0.00059641 | 0.32568 | 0.32628
0.25828 | 0.075722 | 1.9851 | 0.014916 | 0.0727 | 0.59594 | 0.0055147 | 0.26379 | 0.3315 | 0.71779 | 0.10128 | 0.00034045 | 0.0010282 | 0.00047901 | 0.32568 | 0.32616
0.28946 | 0.044539 | 1.4953 | 0.006946 | 0.08067 | 0.53707 | 0.0044789 | 0.29394 | 0.24971 | 0.79958 | 0.10089 | 0.00027794 | 0.0010282 | 0.00045713 | 0.32568 | 0.32614
0.30556 | 0.02844 | 1.1845 | 0.0035999 | 0.084016 | 0.51568 | 0.0041293 | 0.30969 | 0.1978 | 0.85149 | 0.09867 | 0.00026396 | 0.0010282 | 0.00045224 | 0.32568 | 0.32613
0.31378 | 0.020219 | 0.99436 | 0.0021747 | 0.085441 | 0.50708 | 0.0039927 | 0.31777 | 0.16606 | 0.88324 | 0.096737 | 0.00026204 | 0.0010282 | 0.00045157 | 0.32568 | 0.32613
0.31796 | 0.01604 | 0.88374 | 0.0015426 | 0.086073 | 0.50335 | 0.0039342 | 0.32189 | 0.14758 | 0.90171 | 0.095456 | 0.00026284 | 0.0010282 | 0.00045185 | 0.32568 | 0.32613
0.32008 | 0.013921 | 0.82241 | 0.0012497 | 0.086366 | 0.50165 | 0.0039076 | 0.32399 | 0.13734 | 0.91195 | 0.094705 | 0.00026382 | 0.0010282 | 0.00045219 | 0.32568 | 0.32613
0.32115 | 0.012848 | 0.78965 | 0.0011092 | 0.086507 | 0.50083 | 0.0038949 | 0.32505 | 0.13187 | 0.91742 | 0.094293 | 0.0002645 | 0.0010282 | 0.00045243 | 0.32568 | 0.32613
0.32169 | 0.012305 | 0.77257 | 0.0010401 | 0.086576 | 0.50043 | 0.0038887 | 0.32558 | 0.12902 | 0.92028 | 0.094076 | 0.00026489 | 0.0010282 | 0.00045256 | 0.32568 | 0.32613
0.32197 | 0.012031 | 0.76379 | 0.0010058 | 0.08661 | 0.50023 | 0.0038856 | 0.32585 | 0.12755 | 0.92174 | 0.093964 | 0.0002651 | 0.0010282 | 0.00045264 | 0.32568 | 0.32613
0.32211 | 0.011892 | 0.75931 | 0.00098853 | 0.086628 | 0.50013 | 0.0038841 | 0.32599 | 0.12681 | 0.92249 | 0.093906 | 0.00026521 | 0.0010282 | 0.00045268 | 0.32568 | 0.32613
0.32218 | 0.011822 | 0.75704 | 0.00097984 | 0.086636 | 0.50008 | 0.0038833 | 0.32606 | 0.12643 | 0.92287 | 0.093877 | 0.00026527 | 0.0010282 | 0.0004527 | 0.32568 | 0.32613
0.32221 | 0.011786 | 0.75589 | 0.00097546 | 0.086641 | 0.50006 | 0.0038829 | 0.3261 | 0.12623 | 0.92306 | 0.093862 | 0.0002653 | 0.0010282 | 0.00045271 | 0.32568 | 0.32613
0.32223 | 0.011768 | 0.75531 | 0.00097325 | 0.086643 | 0.50005 | 0.0038827 | 0.32611 | 0.12614 | 0.92316 | 0.093855 | 0.00026531 | 0.0010282 | 0.00045271 | 0.32568 | 0.32613
0.32224 | 0.011759 | 0.75501 | 0.00097213 | 0.086644 | 0.50004 | 0.0038826 | 0.32612 | 0.12609 | 0.92321 | 0.093851 | 0.00026532 | 0.0010282 | 0.00045272 | 0.32568 | 0.32613
0.32225 | 0.011754 | 0.75486 | 0.00097157 | 0.086645 | 0.50004 | 0.0038826 | 0.32613 | 0.12606 | 0.92323 | 0.093849 | 0.00026532 | 0.0010282 | 0.00045272 | 0.32568 | 0.32613
0.32225 | 0.011752 | 0.75479 | 0.00097128 | 0.086645 | 0.50003 | 0.0038825 | 0.32613 | 0.12605 | 0.92325 | 0.093848 | 0.00026532 | 0.0010282 | 0.00045272 | 0.32568 | 0.32613
0.32225 | 0.011751 | 0.75475 | 0.00097114 | 0.086645 | 0.50003 | 0.0038825 | 0.32613 | 0.12604 | 0.92325 | 0.093848 | 0.00026533 | 0.0010282 | 0.00045272 | 0.32568 | 0.32613
0.32225 | 0.01175 | 0.75473 | 0.00097106 | 0.086645 | 0.50003 | 0.0038825 | 0.32613 | 0.12604 | 0.92325 | 0.093847 | 0.00026533 | 0.0010282 | 0.00045272 | 0.32568 | 0.32613
0.32225 | 0.01175 | 0.75472 | 0.00097103 | 0.086645 | 0.50003 | 0.0038825 | 0.32613 | 0.12604 | 0.92326 | 0.093847 | 0.00026533 | 0.0010282 | 0.00045272 | 0.32568 | 0.32613
0.32225 | 0.01175 | 0.75471 | 0.00097101 | 0.086645 | 0.50003 | 0.0038825 | 0.32613 | 0.12604 | 0.92326 | 0.093847 | 0.00026533 | 0.0010282 | 0.00045272 | 0.32568 | 0.32613
0.32225 | 0.01175 | 0.75471 | 0.000971 | 0.086645 | 0.50003 | 0.0038825 | 0.32613 | 0.12604 | 0.92326 | 0.093847 | 0.00026533 | 0.0010282 | 0.00045272 | 0.32568 | 0.32613
0.32225 | 0.01175 | 0.75471 | 0.00097099 | 0.086645 | 0.50003 | 0.0038825 | 0.32613 | 0.12604 | 0.92326 | 0.093847 | 0.00026533 | 0.0010282 | 0.00045272 | 0.32568 | 0.32613
0.32225 | 0.01175 | 0.75471 | 0.00097099 | 0.086645 | 0.50003 | 0.0038825 | 0.32613 | 0.12604 | 0.92326 | 0.093847 | 0.00026533 | 0.0010282 | 0.00045272 | 0.32568 | 0.32613
0.32225 | 0.01175 | 0.75471 | 0.00097099 | 0.086645 | 0.50003 | 0.0038825 | 0.32613 | 0.12604 | 0.92326 | 0.093847 | 0.00026533 | 0.0010282 | 0.00045272 | 0.32568 | 0.32613
0.32225 | 0.01175 | 0.75471 | 0.00097099 | 0.086645 | 0.50003 | 0.0038825 | 0.32613 | 0.12604 | 0.92326 | 0.093847 | 0.00026533 | 0.0010282 | 0.00045272 | 0.32568 | 0.32613
0.32225 | 0.01175 | 0.75471 | 0.00097099 | 0.086645 | 0.50003 | 0.0038825 | 0.32613 | 0.12604 | 0.92326 | 0.093847 | 0.00026533 | 0.0010282 | 0.00045272 | 0.32568 | 0.32613
0.32225 | 0.01175 | 0.75471 | 0.00097099 | 0.086645 | 0.50003 | 0.0038825 | 0.32613 | 0.12604 | 0.92326 | 0.093847 | 0.00026533 | 0.0010282 | 0.00045272 | 0.32568 | 0.32613
Segment number |  |  |  |  | 48 | Length | 0.7 |  |  | feet
Est. water depth at upper end of segment | Circ. Seg. Ht. | Central angle | circ. Seg. Area | Flow area | velocity | velocity head | total head | Arc length | Wet. Perim. | Hydraulic Radius | Friction slope | Friction slope | Friction head | Total head | Total head
y2 | h | theta | K | A | V2 | hv2 | H2 | s | Pw | R2 | Sf2 | Sf1 | hf2 | H1 | H2*
(ft) | (ft) | (rad) | (ft^2) | (ft^2) | (ft/s) | (ft) | (ft) | (ft) | (ft) | (ft) | (ft/ft) | (ft/ft) | (ft) | (ft) | (ft)
0.2 | 0.134 | 2.7438 | 0.032858 | 0.054758 | 0.79122 | 0.0097209 | 0.20972 | 0.45821 | 0.59109 | 0.09264 | 0.00067588 | 0.00097128 | 0.00057651 | 0.32613 | 0.32671
0.25849 | 0.075506 | 1.982 | 0.014855 | 0.072761 | 0.59545 | 0.0055056 | 0.264 | 0.33099 | 0.71831 | 0.1013 | 0.00033983 | 0.00097128 | 0.00045889 | 0.32613 | 0.32659
0.28979 | 0.04421 | 1.4895 | 0.0068714 | 0.080745 | 0.53657 | 0.0044707 | 0.29426 | 0.24874 | 0.80055 | 0.10086 | 0.00027753 | 0.00097128 | 0.00043709 | 0.32613 | 0.32657
0.30594 | 0.028055 | 1.1762 | 0.0035284 | 0.084088 | 0.51524 | 0.0041223 | 0.31007 | 0.19642 | 0.85287 | 0.098593 | 0.00026378 | 0.00097128 | 0.00043227 | 0.32613 | 0.32657
0.31419 | 0.019806 | 0.98396 | 0.0021093 | 0.085507 | 0.50669 | 0.0039866 | 0.31818 | 0.16432 | 0.88497 | 0.096621 | 0.00026206 | 0.00097128 | 0.00043167 | 0.32613 | 0.32656
0.31839 | 0.015614 | 0.87174 | 0.0014822 | 0.086134 | 0.503 | 0.0039287 | 0.32231 | 0.14558 | 0.90371 | 0.095311 | 0.000263 | 0.00097128 | 0.000432 | 0.32613 | 0.32656
0.32051 | 0.013489 | 0.80937 | 0.0011925 | 0.086424 | 0.50131 | 0.0039024 | 0.32441 | 0.13516 | 0.91413 | 0.094542 | 0.00026408 | 0.00097128 | 0.00043238 | 0.32613 | 0.32657
0.32159 | 0.012413 | 0.77599 | 0.0010537 | 0.086562 | 0.50051 | 0.0038899 | 0.32548 | 0.12959 | 0.9197 | 0.09412 | 0.00026481 | 0.00097128 | 0.00043263 | 0.32613 | 0.32657
0.32213 | 0.011869 | 0.75857 | 0.00098568 | 0.08663 | 0.50012 | 0.0038838 | 0.32602 | 0.12668 | 0.92261 | 0.093897 | 0.00026523 | 0.00097128 | 0.00043278 | 0.32613 | 0.32657
0.32241 | 0.011594 | 0.74962 | 0.00095183 | 0.086664 | 0.49992 | 0.0038808 | 0.32629 | 0.12519 | 0.92411 | 0.093781 | 0.00026546 | 0.00097128 | 0.00043286 | 0.32613 | 0.32657
0.32255 | 0.011454 | 0.74505 | 0.00093486 | 0.086681 | 0.49982 | 0.0038793 | 0.32642 | 0.12442 | 0.92487 | 0.093722 | 0.00026558 | 0.00097128 | 0.0004329 | 0.32613 | 0.32657
0.32262 | 0.011384 | 0.74273 | 0.00092632 | 0.08669 | 0.49978 | 0.0038785 | 0.32649 | 0.12404 | 0.92526 | 0.093692 | 0.00026564 | 0.00097128 | 0.00043292 | 0.32613 | 0.32657
0.32265 | 0.011348 | 0.74156 | 0.00092201 | 0.086694 | 0.49975 | 0.0038781 | 0.32653 | 0.12384 | 0.92545 | 0.093677 | 0.00026567 | 0.00097128 | 0.00043293 | 0.32613 | 0.32657
0.32267 | 0.01133 | 0.74096 | 0.00091983 | 0.086696 | 0.49974 | 0.0038779 | 0.32655 | 0.12374 | 0.92555 | 0.09367 | 0.00026568 | 0.00097128 | 0.00043294 | 0.32613 | 0.32657
0.32268 | 0.011321 | 0.74066 | 0.00091873 | 0.086697 | 0.49973 | 0.0038778 | 0.32656 | 0.12369 | 0.9256 | 0.093666 | 0.00026569 | 0.00097128 | 0.00043294 | 0.32613 | 0.32657
0.32268 | 0.011317 | 0.74051 | 0.00091818 | 0.086698 | 0.49973 | 0.0038778 | 0.32656 | 0.12366 | 0.92563 | 0.093664 | 0.0002657 | 0.00097128 | 0.00043294 | 0.32613 | 0.32657
0.32269 | 0.011314 | 0.74043 | 0.00091789 | 0.086698 | 0.49973 | 0.0038777 | 0.32656 | 0.12365 | 0.92564 | 0.093663 | 0.0002657 | 0.00097128 | 0.00043294 | 0.32613 | 0.32657
0.32269 | 0.011313 | 0.74039 | 0.00091775 | 0.086698 | 0.49973 | 0.0038777 | 0.32656 | 0.12365 | 0.92565 | 0.093662 | 0.0002657 | 0.00097128 | 0.00043294 | 0.32613 | 0.32657
0.32269 | 0.011313 | 0.74037 | 0.00091768 | 0.086698 | 0.49973 | 0.0038777 | 0.32657 | 0.12364 | 0.92565 | 0.093662 | 0.0002657 | 0.00097128 | 0.00043294 | 0.32613 | 0.32657
0.32269 | 0.011312 | 0.74036 | 0.00091764 | 0.086698 | 0.49973 | 0.0038777 | 0.32657 | 0.12364 | 0.92565 | 0.093662 | 0.0002657 | 0.00097128 | 0.00043294 | 0.32613 | 0.32657
0.32269 | 0.011312 | 0.74036 | 0.00091763 | 0.086698 | 0.49973 | 0.0038777 | 0.32657 | 0.12364 | 0.92565 | 0.093662 | 0.0002657 | 0.00097128 | 0.00043294 | 0.32613 | 0.32657
0.32269 | 0.011312 | 0.74035 | 0.00091762 | 0.086698 | 0.49973 | 0.0038777 | 0.32657 | 0.12364 | 0.92566 | 0.093662 | 0.0002657 | 0.00097128 | 0.00043294 | 0.32613 | 0.32657
0.32269 | 0.011312 | 0.74035 | 0.00091761 | 0.086698 | 0.49973 | 0.0038777 | 0.32657 | 0.12364 | 0.92566 | 0.093662 | 0.0002657 | 0.00097128 | 0.00043294 | 0.32613 | 0.32657
0.32269 | 0.011312 | 0.74035 | 0.00091761 | 0.086698 | 0.49973 | 0.0038777 | 0.32657 | 0.12364 | 0.92566 | 0.093662 | 0.0002657 | 0.00097128 | 0.00043294 | 0.32613 | 0.32657
0.32269 | 0.011312 | 0.74035 | 0.00091761 | 0.086698 | 0.49973 | 0.0038777 | 0.32657 | 0.12364 | 0.92566 | 0.093662 | 0.0002657 | 0.00097128 | 0.00043294 | 0.32613 | 0.32657
0.32269 | 0.011312 | 0.74035 | 0.00091761 | 0.086698 | 0.49973 | 0.0038777 | 0.32657 | 0.12364 | 0.92566 | 0.093662 | 0.0002657 | 0.00097128 | 0.00043294 | 0.32613 | 0.32657
0.32269 | 0.011312 | 0.74035 | 0.00091761 | 0.086698 | 0.49973 | 0.0038777 | 0.32657 | 0.12364 | 0.92566 | 0.093662 | 0.0002657 | 0.00097128 | 0.00043294 | 0.32613 | 0.32657
0.32269 | 0.011312 | 0.74035 | 0.00091761 | 0.086698 | 0.49973 | 0.0038777 | 0.32657 | 0.12364 | 0.92566 | 0.093662 | 0.0002657 | 0.00097128 | 0.00043294 | 0.32613 | 0.32657
Segment number |  |  |  |  | 49 | Length | 0.7 |  |  | feet
Est. water depth at upper end of segment | Circ. Seg. Ht. | Central angle | circ. Seg. Area | Flow area | velocity | velocity head | total head | Arc length | Wet. Perim. | Hydraulic Radius | Friction slope | Friction slope | Friction head | Total head | Total head
y2 | h | theta | K | A | V2 | hv2 | H2 | s | Pw | R2 | Sf2 | Sf1 | hf2 | H1 | H2*
(ft) | (ft) | (rad) | (ft^2) | (ft^2) | (ft/s) | (ft) | (ft) | (ft) | (ft) | (ft) | (ft/ft) | (ft/ft) | (ft) | (ft) | (ft)
0.2 | 0.134 | 2.7438 | 0.032858 | 0.054758 | 0.79122 | 0.0097209 | 0.20972 | 0.45821 | 0.59109 | 0.09264 | 0.00067588 | 0.00091789 | 0.00055782 | 0.32657 | 0.32712
0.2587 | 0.075299 | 1.979 | 0.014797 | 0.072819 | 0.59498 | 0.0054968 | 0.2642 | 0.33049 | 0.7188 | 0.10131 | 0.00033924 | 0.00091789 | 0.00044 | 0.32657 | 0.32701
0.29011 | 0.043895 | 1.4839 | 0.0068002 | 0.080816 | 0.5361 | 0.0044628 | 0.29457 | 0.24781 | 0.80149 | 0.10083 | 0.00027715 | 0.00091789 | 0.00041826 | 0.32657 | 0.32698
0.30631 | 0.027687 | 1.1682 | 0.0034603 | 0.084156 | 0.51482 | 0.0041156 | 0.31043 | 0.19509 | 0.85421 | 0.098519 | 0.00026362 | 0.00091789 | 0.00041353 | 0.32657 | 0.32698
0.31459 | 0.019412 | 0.9739 | 0.0020473 | 0.085569 | 0.50632 | 0.0039808 | 0.31857 | 0.16264 | 0.88665 | 0.096508 | 0.00026209 | 0.00091789 | 0.000413 | 0.32657 | 0.32698
0.31879 | 0.015207 | 0.86012 | 0.0014251 | 0.086191 | 0.50267 | 0.0039235 | 0.32272 | 0.14364 | 0.90565 | 0.09517 | 0.00026317 | 0.00091789 | 0.00041337 | 0.32657 | 0.32698
0.32092 | 0.013076 | 0.7967 | 0.0011385 | 0.086478 | 0.501 | 0.0038976 | 0.32482 | 0.13305 | 0.91625 | 0.094382 | 0.00026434 | 0.00091789 | 0.00041378 | 0.32657 | 0.32698
0.322 | 0.011997 | 0.7627 | 0.0010016 | 0.086615 | 0.50021 | 0.0038852 | 0.32589 | 0.12737 | 0.92192 | 0.09395 | 0.00026513 | 0.00091789 | 0.00041406 | 0.32657 | 0.32698
0.32255 | 0.011451 | 0.74494 | 0.00093447 | 0.086682 | 0.49982 | 0.0038792 | 0.32643 | 0.12441 | 0.92489 | 0.093721 | 0.00026558 | 0.00091789 | 0.00041422 | 0.32657 | 0.32698
0.32282 | 0.011175 | 0.73581 | 0.00090113 | 0.086715 | 0.49963 | 0.0038762 | 0.3267 | 0.12288 | 0.92641 | 0.093603 | 0.00026582 | 0.00091789 | 0.0004143 | 0.32657 | 0.32698
0.32296 | 0.011036 | 0.73115 | 0.00088442 | 0.086732 | 0.49953 | 0.0038748 | 0.32684 | 0.1221 | 0.92719 | 0.093542 | 0.00026595 | 0.00091789 | 0.00041434 | 0.32657 | 0.32698
0.32303 | 0.010965 | 0.72879 | 0.00087601 | 0.08674 | 0.49949 | 0.003874 | 0.32691 | 0.12171 | 0.92759 | 0.093512 | 0.00026601 | 0.00091789 | 0.00041437 | 0.32657 | 0.32698
0.32307 | 0.01093 | 0.72759 | 0.00087177 | 0.086744 | 0.49946 | 0.0038736 | 0.32694 | 0.12151 | 0.92779 | 0.093496 | 0.00026605 | 0.00091789 | 0.00041438 | 0.32657 | 0.32698
0.32309 | 0.010912 | 0.72698 | 0.00086963 | 0.086746 | 0.49945 | 0.0038734 | 0.32696 | 0.12141 | 0.92789 | 0.093488 | 0.00026606 | 0.00091789 | 0.00041439 | 0.32657 | 0.32698
0.3231 | 0.010902 | 0.72667 | 0.00086855 | 0.086748 | 0.49944 | 0.0038733 | 0.32697 | 0.12135 | 0.92794 | 0.093484 | 0.00026607 | 0.00091789 | 0.00041439 | 0.32657 | 0.32698
0.3231 | 0.010898 | 0.72652 | 0.00086801 | 0.086748 | 0.49944 | 0.0038733 | 0.32698 | 0.12133 | 0.92797 | 0.093482 | 0.00026608 | 0.00091789 | 0.00041439 | 0.32657 | 0.32698
0.3231 | 0.010895 | 0.72644 | 0.00086773 | 0.086748 | 0.49944 | 0.0038733 | 0.32698 | 0.12132 | 0.92798 | 0.093481 | 0.00026608 | 0.00091789 | 0.00041439 | 0.32657 | 0.32698
0.32311 | 0.010894 | 0.7264 | 0.00086759 | 0.086748 | 0.49944 | 0.0038733 | 0.32698 | 0.12131 | 0.92799 | 0.09348 | 0.00026608 | 0.00091789 | 0.00041439 | 0.32657 | 0.32698
0.32311 | 0.010894 | 0.72638 | 0.00086752 | 0.086749 | 0.49944 | 0.0038732 | 0.32698 | 0.12131 | 0.92799 | 0.09348 | 0.00026608 | 0.00091789 | 0.00041439 | 0.32657 | 0.32698
0.32311 | 0.010893 | 0.72637 | 0.00086748 | 0.086749 | 0.49944 | 0.0038732 | 0.32698 | 0.1213 | 0.92799 | 0.09348 | 0.00026608 | 0.00091789 | 0.00041439 | 0.32657 | 0.32698
0.32311 | 0.010893 | 0.72637 | 0.00086747 | 0.086749 | 0.49944 | 0.0038732 | 0.32698 | 0.1213 | 0.92799 | 0.09348 | 0.00026608 | 0.00091789 | 0.00041439 | 0.32657 | 0.32698
0.32311 | 0.010893 | 0.72636 | 0.00086746 | 0.086749 | 0.49944 | 0.0038732 | 0.32698 | 0.1213 | 0.92799 | 0.09348 | 0.00026608 | 0.00091789 | 0.00041439 | 0.32657 | 0.32698
0.32311 | 0.010893 | 0.72636 | 0.00086745 | 0.086749 | 0.49944 | 0.0038732 | 0.32698 | 0.1213 | 0.92799 | 0.09348 | 0.00026608 | 0.00091789 | 0.00041439 | 0.32657 | 0.32698
0.32311 | 0.010893 | 0.72636 | 0.00086745 | 0.086749 | 0.49944 | 0.0038732 | 0.32698 | 0.1213 | 0.92799 | 0.09348 | 0.00026608 | 0.00091789 | 0.00041439 | 0.32657 | 0.32698
0.32311 | 0.010893 | 0.72636 | 0.00086745 | 0.086749 | 0.49944 | 0.0038732 | 0.32698 | 0.1213 | 0.92799 | 0.09348 | 0.00026608 | 0.00091789 | 0.00041439 | 0.32657 | 0.32698
0.32311 | 0.010893 | 0.72636 | 0.00086745 | 0.086749 | 0.49944 | 0.0038732 | 0.32698 | 0.1213 | 0.92799 | 0.09348 | 0.00026608 | 0.00091789 | 0.00041439 | 0.32657 | 0.32698
0.32311 | 0.010893 | 0.72636 | 0.00086745 | 0.086749 | 0.49944 | 0.0038732 | 0.32698 | 0.1213 | 0.92799 | 0.09348 | 0.00026608 | 0.00091789 | 0.00041439 | 0.32657 | 0.32698
0.32311 | 0.010893 | 0.72636 | 0.00086745 | 0.086749 | 0.49944 | 0.0038732 | 0.32698 | 0.1213 | 0.92799 | 0.09348 | 0.00026608 | 0.00091789 | 0.00041439 | 0.32657 | 0.32698
Segment number |  |  |  |  | 50 | Length | 0.7 |  |  | feet
Est. water depth at upper end of segment | Circ. Seg. Ht. | Central angle | circ. Seg. Area | Flow area | velocity | velocity head | total head | Arc length | Wet. Perim. | Hydraulic Radius | Friction slope | Friction slope | Friction head | Total head | Total head
y2 | h | theta | K | A | V2 | hv2 | H2 | s | Pw | R2 | Sf2 | Sf1 | hf2 | H1 | H2*
(ft) | (ft) | (rad) | (ft^2) | (ft^2) | (ft/s) | (ft) | (ft) | (ft) | (ft) | (ft) | (ft/ft) | (ft/ft) | (ft) | (ft) | (ft)
0.2 | 0.134 | 2.7438 | 0.032858 | 0.054758 | 0.79122 | 0.0097209 | 0.20972 | 0.45821 | 0.59109 | 0.09264 | 0.00067588 | 0.00086773 | 0.00054026 | 0.32698 | 0.32752
0.2589 | 0.0751 | 1.9762 | 0.014742 | 0.072874 | 0.59452 | 0.0054885 | 0.26439 | 0.33002 | 0.71928 | 0.10132 | 0.00033868 | 0.00086773 | 0.00042224 | 0.32698 | 0.3274
0.29041 | 0.043593 | 1.4785 | 0.0067322 | 0.080884 | 0.53565 | 0.0044553 | 0.29486 | 0.24691 | 0.80238 | 0.10081 | 0.00027678 | 0.00086773 | 0.00040058 | 0.32698 | 0.32738
0.30667 | 0.027334 | 1.1605 | 0.0033955 | 0.084221 | 0.51443 | 0.0041093 | 0.31078 | 0.1938 | 0.85549 | 0.098447 | 0.00026347 | 0.00086773 | 0.00039592 | 0.32698 | 0.32738
0.31497 | 0.019034 | 0.96418 | 0.0019885 | 0.085628 | 0.50597 | 0.0039753 | 0.31894 | 0.16102 | 0.88828 | 0.096398 | 0.00026213 | 0.00086773 | 0.00039545 | 0.32698 | 0.32738
0.31918 | 0.014817 | 0.84884 | 0.0013711 | 0.086245 | 0.50235 | 0.0039186 | 0.3231 | 0.14176 | 0.90754 | 0.095032 | 0.00026335 | 0.00086773 | 0.00039588 | 0.32698 | 0.32738
0.32132 | 0.01268 | 0.78438 | 0.0010876 | 0.086529 | 0.50071 | 0.003893 | 0.32521 | 0.13099 | 0.9183 | 0.094227 | 0.00026462 | 0.00086773 | 0.00039632 | 0.32698 | 0.32738
0.3224 | 0.011598 | 0.74977 | 0.00095239 | 0.086664 | 0.49993 | 0.0038808 | 0.32628 | 0.12521 | 0.92408 | 0.093783 | 0.00026545 | 0.00086773 | 0.00039661 | 0.32698 | 0.32738
0.32295 | 0.011051 | 0.73167 | 0.00088626 | 0.08673 | 0.49954 | 0.0038749 | 0.32682 | 0.12219 | 0.92711 | 0.093549 | 0.00026593 | 0.00086773 | 0.00039678 | 0.32698 | 0.32738
0.32323 | 0.010775 | 0.72235 | 0.00085342 | 0.086763 | 0.49936 | 0.003872 | 0.3271 | 0.12063 | 0.92866 | 0.093428 | 0.00026619 | 0.00086773 | 0.00039687 | 0.32698 | 0.32738
0.32337 | 0.010635 | 0.7176 | 0.00083697 | 0.086779 | 0.49926 | 0.0038705 | 0.32724 | 0.11984 | 0.92946 | 0.093366 | 0.00026633 | 0.00086773 | 0.00039692 | 0.32698 | 0.32738
0.32344 | 0.010564 | 0.71519 | 0.0008287 | 0.086787 | 0.49921 | 0.0038698 | 0.32731 | 0.11944 | 0.92986 | 0.093334 | 0.0002664 | 0.00086773 | 0.00039694 | 0.32698 | 0.32738
0.32347 | 0.010528 | 0.71396 | 0.00082453 | 0.086792 | 0.49919 | 0.0038694 | 0.32734 | 0.11923 | 0.93006 | 0.093318 | 0.00026643 | 0.00086773 | 0.00039696 | 0.32698 | 0.32738
0.32349 | 0.01051 | 0.71335 | 0.00082242 | 0.086794 | 0.49918 | 0.0038692 | 0.32736 | 0.11913 | 0.93017 | 0.09331 | 0.00026645 | 0.00086773 | 0.00039696 | 0.32698 | 0.32738
0.3235 | 0.010501 | 0.71303 | 0.00082136 | 0.086795 | 0.49917 | 0.0038691 | 0.32737 | 0.11908 | 0.93022 | 0.093306 | 0.00026646 | 0.00086773 | 0.00039697 | 0.32698 | 0.32738
0.3235 | 0.010497 | 0.71287 | 0.00082082 | 0.086795 | 0.49917 | 0.0038691 | 0.32737 | 0.11905 | 0.93024 | 0.093304 | 0.00026646 | 0.00086773 | 0.00039697 | 0.32698 | 0.32738
0.32351 | 0.010494 | 0.71279 | 0.00082055 | 0.086796 | 0.49917 | 0.0038691 | 0.32737 | 0.11904 | 0.93026 | 0.093303 | 0.00026647 | 0.00086773 | 0.00039697 | 0.32698 | 0.32738
0.32351 | 0.010493 | 0.71275 | 0.00082041 | 0.086796 | 0.49917 | 0.003869 | 0.32738 | 0.11903 | 0.93026 | 0.093302 | 0.00026647 | 0.00086773 | 0.00039697 | 0.32698 | 0.32738
0.32351 | 0.010493 | 0.71273 | 0.00082034 | 0.086796 | 0.49917 | 0.003869 | 0.32738 | 0.11903 | 0.93027 | 0.093302 | 0.00026647 | 0.00086773 | 0.00039697 | 0.32698 | 0.32738
0.32351 | 0.010492 | 0.71272 | 0.00082031 | 0.086796 | 0.49916 | 0.003869 | 0.32738 | 0.11902 | 0.93027 | 0.093302 | 0.00026647 | 0.00086773 | 0.00039697 | 0.32698 | 0.32738
0.32351 | 0.010492 | 0.71272 | 0.00082029 | 0.086796 | 0.49916 | 0.003869 | 0.32738 | 0.11902 | 0.93027 | 0.093302 | 0.00026647 | 0.00086773 | 0.00039697 | 0.32698 | 0.32738
0.32351 | 0.010492 | 0.71272 | 0.00082028 | 0.086796 | 0.49916 | 0.003869 | 0.32738 | 0.11902 | 0.93027 | 0.093302 | 0.00026647 | 0.00086773 | 0.00039697 | 0.32698 | 0.32738
0.32351 | 0.010492 | 0.71271 | 0.00082028 | 0.086796 | 0.49916 | 0.003869 | 0.32738 | 0.11902 | 0.93027 | 0.093302 | 0.00026647 | 0.00086773 | 0.00039697 | 0.32698 | 0.32738
0.32351 | 0.010492 | 0.71271 | 0.00082028 | 0.086796 | 0.49916 | 0.003869 | 0.32738 | 0.11902 | 0.93027 | 0.093302 | 0.00026647 | 0.00086773 | 0.00039697 | 0.32698 | 0.32738
0.32351 | 0.010492 | 0.71271 | 0.00082027 | 0.086796 | 0.49916 | 0.003869 | 0.32738 | 0.11902 | 0.93027 | 0.093302 | 0.00026647 | 0.00086773 | 0.00039697 | 0.32698 | 0.32738
0.32351 | 0.010492 | 0.71271 | 0.00082027 | 0.086796 | 0.49916 | 0.003869 | 0.32738 | 0.11902 | 0.93027 | 0.093302 | 0.00026647 | 0.00086773 | 0.00039697 | 0.32698 | 0.32738
0.32351 | 0.010492 | 0.71271 | 0.00082027 | 0.086796 | 0.49916 | 0.003869 | 0.32738 | 0.11902 | 0.93027 | 0.093302 | 0.00026647 | 0.00086773 | 0.00039697 | 0.32698 | 0.32738
0.32351 | 0.010492 | 0.71271 | 0.00082027 | 0.086796 | 0.49916 | 0.003869 | 0.32738 | 0.11902 | 0.93027 | 0.093302 | 0.00026647 | 0.00086773 | 0.00039697 | 0.32698 | 0.32738
Segment number |  |  |  |  | 51 | Length | 0.7 |  |  | feet
Est. water depth at upper end of segment | Circ. Seg. Ht. | Central angle | circ. Seg. Area | Flow area | velocity | velocity head | total head | Arc length | Wet. Perim. | Hydraulic Radius | Friction slope | Friction slope | Friction head | Total head | Total head
y2 | h | theta | K | A | V2 | hv2 | H2 | s | Pw | R2 | Sf2 | Sf1 | hf2 | H1 | H2*
(ft) | (ft) | (rad) | (ft^2) | (ft^2) | (ft/s) | (ft) | (ft) | (ft) | (ft) | (ft) | (ft/ft) | (ft/ft) | (ft) | (ft) | (ft)
0.2 | 0.134 | 2.7438 | 0.032858 | 0.054758 | 0.79122 | 0.0097209 | 0.20972 | 0.45821 | 0.59109 | 0.09264 | 0.00067588 | 0.00082055 | 0.00052375 | 0.32738 | 0.3279
0.25909 | 0.07491 | 1.9734 | 0.014689 | 0.072927 | 0.59409 | 0.0054805 | 0.26457 | 0.32956 | 0.71973 | 0.10133 | 0.00033815 | 0.00082055 | 0.00040554 | 0.32738 | 0.32778
0.2907 | 0.043304 | 1.4734 | 0.0066672 | 0.080949 | 0.53522 | 0.0044481 | 0.29514 | 0.24606 | 0.80324 | 0.10078 | 0.00027644 | 0.00082055 | 0.00038395 | 0.32738 | 0.32776
0.307 | 0.026996 | 1.1531 | 0.0033337 | 0.084282 | 0.51405 | 0.0041032 | 0.31111 | 0.19257 | 0.85673 | 0.098377 | 0.00026333 | 0.00082055 | 0.00037936 | 0.32738 | 0.32776
0.31533 | 0.018671 | 0.95478 | 0.0019326 | 0.085683 | 0.50564 | 0.0039701 | 0.3193 | 0.15945 | 0.88985 | 0.09629 | 0.00026218 | 0.00082055 | 0.00037896 | 0.32738 | 0.32776
0.31956 | 0.014443 | 0.8379 | 0.00132 | 0.086296 | 0.50206 | 0.003914 | 0.32347 | 0.13993 | 0.90937 | 0.094897 | 0.00026354 | 0.00082055 | 0.00037943 | 0.32738 | 0.32776
0.3217 | 0.0123 | 0.7724 | 0.0010395 | 0.086577 | 0.50043 | 0.0038886 | 0.32559 | 0.12899 | 0.9203 | 0.094074 | 0.00026489 | 0.00082055 | 0.00037991 | 0.32738 | 0.32776
0.32278 | 0.011216 | 0.73716 | 0.00090601 | 0.08671 | 0.49966 | 0.0038767 | 0.32666 | 0.12311 | 0.92619 | 0.09362 | 0.00026579 | 0.00082055 | 0.00038022 | 0.32738 | 0.32776
0.32333 | 0.010668 | 0.71872 | 0.00084083 | 0.086775 | 0.49928 | 0.0038709 | 0.3272 | 0.12003 | 0.92927 | 0.09338 | 0.0002663 | 0.00082055 | 0.0003804 | 0.32738 | 0.32776
0.32361 | 0.01039 | 0.70922 | 0.00080848 | 0.086808 | 0.4991 | 0.003868 | 0.32748 | 0.11844 | 0.93085 | 0.093256 | 0.00026657 | 0.00082055 | 0.00038049 | 0.32738 | 0.32776
0.32375 | 0.01025 | 0.70438 | 0.00079229 | 0.086824 | 0.499 | 0.0038665 | 0.32762 | 0.11763 | 0.93166 | 0.093192 | 0.00026671 | 0.00082055 | 0.00038054 | 0.32738 | 0.32776
0.32382 | 0.01018 | 0.70191 | 0.00078415 | 0.086832 | 0.49896 | 0.0038658 | 0.32769 | 0.11722 | 0.93207 | 0.09316 | 0.00026679 | 0.00082055 | 0.00038057 | 0.32738 | 0.32776
0.32386 | 0.010144 | 0.70067 | 0.00078005 | 0.086836 | 0.49893 | 0.0038654 | 0.32772 | 0.11701 | 0.93228 | 0.093143 | 0.00026682 | 0.00082055 | 0.00038058 | 0.32738 | 0.32776
0.32387 | 0.010126 | 0.70004 | 0.00077798 | 0.086838 | 0.49892 | 0.0038653 | 0.32774 | 0.11691 | 0.93239 | 0.093135 | 0.00026684 | 0.00082055 | 0.00038059 | 0.32738 | 0.32776
0.32388 | 0.010117 | 0.69972 | 0.00077693 | 0.086839 | 0.49892 | 0.0038652 | 0.32775 | 0.11685 | 0.93244 | 0.093131 | 0.00026685 | 0.00082055 | 0.00038059 | 0.32738 | 0.32776
0.32389 | 0.010112 | 0.69956 | 0.00077641 | 0.08684 | 0.49891 | 0.0038651 | 0.32775 | 0.11683 | 0.93247 | 0.093129 | 0.00026686 | 0.00082055 | 0.00038059 | 0.32738 | 0.32776
0.32389 | 0.01011 | 0.69948 | 0.00077614 | 0.08684 | 0.49891 | 0.0038651 | 0.32776 | 0.11681 | 0.93248 | 0.093128 | 0.00026686 | 0.00082055 | 0.00038059 | 0.32738 | 0.32776
0.32389 | 0.010109 | 0.69943 | 0.000776 | 0.08684 | 0.49891 | 0.0038651 | 0.32776 | 0.11681 | 0.93249 | 0.093127 | 0.00026686 | 0.00082055 | 0.00038059 | 0.32738 | 0.32776
0.32389 | 0.010108 | 0.69941 | 0.00077594 | 0.08684 | 0.49891 | 0.0038651 | 0.32776 | 0.1168 | 0.93249 | 0.093127 | 0.00026686 | 0.00082055 | 0.00038059 | 0.32738 | 0.32776
0.32389 | 0.010108 | 0.6994 | 0.0007759 | 0.08684 | 0.49891 | 0.0038651 | 0.32776 | 0.1168 | 0.93249 | 0.093127 | 0.00026686 | 0.00082055 | 0.00038059 | 0.32738 | 0.32776
0.32389 | 0.010108 | 0.6994 | 0.00077588 | 0.08684 | 0.49891 | 0.0038651 | 0.32776 | 0.1168 | 0.93249 | 0.093127 | 0.00026686 | 0.00082055 | 0.00038059 | 0.32738 | 0.32776
0.32389 | 0.010107 | 0.6994 | 0.00077587 | 0.08684 | 0.49891 | 0.0038651 | 0.32776 | 0.1168 | 0.9325 | 0.093127 | 0.00026686 | 0.00082055 | 0.00038059 | 0.32738 | 0.32776
0.32389 | 0.010107 | 0.69939 | 0.00077587 | 0.08684 | 0.49891 | 0.0038651 | 0.32776 | 0.1168 | 0.9325 | 0.093127 | 0.00026686 | 0.00082055 | 0.00038059 | 0.32738 | 0.32776
0.32389 | 0.010107 | 0.69939 | 0.00077587 | 0.08684 | 0.49891 | 0.0038651 | 0.32776 | 0.1168 | 0.9325 | 0.093127 | 0.00026686 | 0.00082055 | 0.00038059 | 0.32738 | 0.32776
0.32389 | 0.010107 | 0.69939 | 0.00077587 | 0.08684 | 0.49891 | 0.0038651 | 0.32776 | 0.1168 | 0.9325 | 0.093127 | 0.00026686 | 0.00082055 | 0.00038059 | 0.32738 | 0.32776
0.32389 | 0.010107 | 0.69939 | 0.00077587 | 0.08684 | 0.49891 | 0.0038651 | 0.32776 | 0.1168 | 0.9325 | 0.093127 | 0.00026686 | 0.00082055 | 0.00038059 | 0.32738 | 0.32776
0.32389 | 0.010107 | 0.69939 | 0.00077587 | 0.08684 | 0.49891 | 0.0038651 | 0.32776 | 0.1168 | 0.9325 | 0.093127 | 0.00026686 | 0.00082055 | 0.00038059 | 0.32738 | 0.32776
0.32389 | 0.010107 | 0.69939 | 0.00077587 | 0.08684 | 0.49891 | 0.0038651 | 0.32776 | 0.1168 | 0.9325 | 0.093127 | 0.00026686 | 0.00082055 | 0.00038059 | 0.32738 | 0.32776
Segment number |  |  |  |  | 52 | Length | 0.7 |  |  | feet
Est. water depth at upper end of segment | Circ. Seg. Ht. | Central angle | circ. Seg. Area | Flow area | velocity | velocity head | total head | Arc length | Wet. Perim. | Hydraulic Radius | Friction slope | Friction slope | Friction head | Total head | Total head
y2 | h | theta | K | A | V2 | hv2 | H2 | s | Pw | R2 | Sf2 | Sf1 | hf2 | H1 | H2*
(ft) | (ft) | (rad) | (ft^2) | (ft^2) | (ft/s) | (ft) | (ft) | (ft) | (ft) | (ft) | (ft/ft) | (ft/ft) | (ft) | (ft) | (ft)
0.2 | 0.134 | 2.7438 | 0.032858 | 0.054758 | 0.79122 | 0.0097209 | 0.20972 | 0.45821 | 0.59109 | 0.09264 | 0.00067588 | 0.00077614 | 0.00050821 | 0.32776 | 0.32827
0.25927 | 0.074727 | 1.9708 | 0.014638 | 0.072978 | 0.59368 | 0.0054729 | 0.26475 | 0.32912 | 0.72017 | 0.10133 | 0.00033764 | 0.00077614 | 0.00038982 | 0.32776 | 0.32815
0.29097 | 0.043026 | 1.4684 | 0.006605 | 0.081011 | 0.53481 | 0.0044413 | 0.29541 | 0.24523 | 0.80407 | 0.10075 | 0.00027611 | 0.00077614 | 0.00036829 | 0.32776 | 0.32813
0.30733 | 0.026671 | 1.1459 | 0.0032748 | 0.084341 | 0.51369 | 0.0040975 | 0.31143 | 0.19137 | 0.85792 | 0.098309 | 0.00026321 | 0.00077614 | 0.00036377 | 0.32776 | 0.32812
0.31568 | 0.018323 | 0.94568 | 0.0018795 | 0.085737 | 0.50533 | 0.0039652 | 0.31964 | 0.15793 | 0.89137 | 0.096186 | 0.00026223 | 0.00077614 | 0.00036343 | 0.32776 | 0.32812
0.31992 | 0.014084 | 0.82727 | 0.0012715 | 0.086345 | 0.50177 | 0.0039096 | 0.32383 | 0.13815 | 0.91114 | 0.094765 | 0.00026373 | 0.00077614 | 0.00036395 | 0.32776 | 0.32812
0.32206 | 0.011936 | 0.76074 | 0.00099399 | 0.086622 | 0.50017 | 0.0038846 | 0.32595 | 0.12704 | 0.92225 | 0.093925 | 0.00026518 | 0.00077614 | 0.00036446 | 0.32776 | 0.32812
0.32315 | 0.010849 | 0.72488 | 0.00086224 | 0.086754 | 0.49941 | 0.0038728 | 0.32702 | 0.12105 | 0.92824 | 0.093461 | 0.00026612 | 0.00077614 | 0.00036479 | 0.32776 | 0.32812
0.3237 | 0.0103 | 0.70608 | 0.00079798 | 0.086818 | 0.49904 | 0.003867 | 0.32757 | 0.11792 | 0.93138 | 0.093215 | 0.00026666 | 0.00077614 | 0.00036498 | 0.32776 | 0.32812
0.32398 | 0.010022 | 0.6964 | 0.00076612 | 0.08685 | 0.49885 | 0.0038642 | 0.32784 | 0.1163 | 0.933 | 0.093087 | 0.00026695 | 0.00077614 | 0.00036508 | 0.32776 | 0.32812
0.32412 | 0.0098817 | 0.69146 | 0.00075018 | 0.086866 | 0.49876 | 0.0038628 | 0.32798 | 0.11547 | 0.93382 | 0.093022 | 0.00026711 | 0.00077614 | 0.00036514 | 0.32776 | 0.32812
0.32419 | 0.0098108 | 0.68895 | 0.00074218 | 0.086874 | 0.49872 | 0.0038621 | 0.32805 | 0.11506 | 0.93424 | 0.092989 | 0.00026718 | 0.00077614 | 0.00036516 | 0.32776 | 0.32812
0.32422 | 0.009775 | 0.68768 | 0.00073814 | 0.086878 | 0.49869 | 0.0038617 | 0.32809 | 0.11484 | 0.93445 | 0.092972 | 0.00026722 | 0.00077614 | 0.00036518 | 0.32776 | 0.32812
0.32424 | 0.0097569 | 0.68704 | 0.0007361 | 0.08688 | 0.49868 | 0.0038615 | 0.3281 | 0.11474 | 0.93456 | 0.092964 | 0.00026724 | 0.00077614 | 0.00036518 | 0.32776 | 0.32812
0.32425 | 0.0097478 | 0.68671 | 0.00073508 | 0.086881 | 0.49868 | 0.0038614 | 0.32811 | 0.11468 | 0.93461 | 0.092959 | 0.00026725 | 0.00077614 | 0.00036519 | 0.32776 | 0.32812
0.32426 | 0.0097432 | 0.68655 | 0.00073456 | 0.086882 | 0.49867 | 0.0038614 | 0.32812 | 0.11465 | 0.93464 | 0.092957 | 0.00026726 | 0.00077614 | 0.00036519 | 0.32776 | 0.32812
0.32426 | 0.0097408 | 0.68647 | 0.00073429 | 0.086882 | 0.49867 | 0.0038614 | 0.32812 | 0.11464 | 0.93465 | 0.092956 | 0.00026726 | 0.00077614 | 0.00036519 | 0.32776 | 0.32812
0.32426 | 0.0097397 | 0.68642 | 0.00073416 | 0.086882 | 0.49867 | 0.0038614 | 0.32812 | 0.11463 | 0.93466 | 0.092955 | 0.00026726 | 0.00077614 | 0.00036519 | 0.32776 | 0.32812
0.32426 | 0.0097391 | 0.6864 | 0.00073409 | 0.086882 | 0.49867 | 0.0038614 | 0.32812 | 0.11463 | 0.93467 | 0.092955 | 0.00026726 | 0.00077614 | 0.00036519 | 0.32776 | 0.32812
0.32426 | 0.0097388 | 0.68639 | 0.00073406 | 0.086882 | 0.49867 | 0.0038614 | 0.32812 | 0.11463 | 0.93467 | 0.092955 | 0.00026726 | 0.00077614 | 0.00036519 | 0.32776 | 0.32812
0.32426 | 0.0097386 | 0.68639 | 0.00073404 | 0.086882 | 0.49867 | 0.0038614 | 0.32812 | 0.11463 | 0.93467 | 0.092955 | 0.00026726 | 0.00077614 | 0.00036519 | 0.32776 | 0.32812
0.32426 | 0.0097385 | 0.68638 | 0.00073403 | 0.086882 | 0.49867 | 0.0038614 | 0.32812 | 0.11463 | 0.93467 | 0.092955 | 0.00026726 | 0.00077614 | 0.00036519 | 0.32776 | 0.32812
0.32426 | 0.0097385 | 0.68638 | 0.00073403 | 0.086882 | 0.49867 | 0.0038614 | 0.32812 | 0.11463 | 0.93467 | 0.092955 | 0.00026726 | 0.00077614 | 0.00036519 | 0.32776 | 0.32812
0.32426 | 0.0097385 | 0.68638 | 0.00073403 | 0.086882 | 0.49867 | 0.0038614 | 0.32812 | 0.11463 | 0.93467 | 0.092955 | 0.00026726 | 0.00077614 | 0.00036519 | 0.32776 | 0.32812
0.32426 | 0.0097385 | 0.68638 | 0.00073403 | 0.086882 | 0.49867 | 0.0038614 | 0.32812 | 0.11463 | 0.93467 | 0.092955 | 0.00026726 | 0.00077614 | 0.00036519 | 0.32776 | 0.32812
0.32426 | 0.0097385 | 0.68638 | 0.00073403 | 0.086882 | 0.49867 | 0.0038614 | 0.32812 | 0.11463 | 0.93467 | 0.092955 | 0.00026726 | 0.00077614 | 0.00036519 | 0.32776 | 0.32812
0.32426 | 0.0097385 | 0.68638 | 0.00073403 | 0.086882 | 0.49867 | 0.0038614 | 0.32812 | 0.11463 | 0.93467 | 0.092955 | 0.00026726 | 0.00077614 | 0.00036519 | 0.32776 | 0.32812
0.32426 | 0.0097385 | 0.68638 | 0.00073403 | 0.086882 | 0.49867 | 0.0038614 | 0.32812 | 0.11463 | 0.93467 | 0.092955 | 0.00026726 | 0.00077614 | 0.00036519 | 0.32776 | 0.32812
Segment number |  |  |  |  | 53 | Length | 0.7 |  |  | feet
Est. water depth at upper end of segment | Circ. Seg. Ht. | Central angle | circ. Seg. Area | Flow area | velocity | velocity head | total head | Arc length | Wet. Perim. | Hydraulic Radius | Friction slope | Friction slope | Friction head | Total head | Total head
y2 | h | theta | K | A | V2 | hv2 | H2 | s | Pw | R2 | Sf2 | Sf1 | hf2 | H1 | H2*
(ft) | (ft) | (rad) | (ft^2) | (ft^2) | (ft/s) | (ft) | (ft) | (ft) | (ft) | (ft) | (ft/ft) | (ft/ft) | (ft) | (ft) | (ft)
0.2 | 0.134 | 2.7438 | 0.032858 | 0.054758 | 0.79122 | 0.0097209 | 0.20972 | 0.45821 | 0.59109 | 0.09264 | 0.00067588 | 0.00073429 | 0.00049356 | 0.32812 | 0.32862
0.25945 | 0.074552 | 1.9683 | 0.014589 | 0.073027 | 0.59328 | 0.0054656 | 0.26491 | 0.3287 | 0.72059 | 0.10134 | 0.00033715 | 0.00073429 | 0.000375 | 0.32812 | 0.3285
0.29124 | 0.04276 | 1.4637 | 0.0065455 | 0.081071 | 0.53442 | 0.0044348 | 0.29567 | 0.24443 | 0.80486 | 0.10073 | 0.0002758 | 0.00073429 | 0.00035353 | 0.32812 | 0.32848
0.30764 | 0.026359 | 1.139 | 0.0032185 | 0.084398 | 0.51335 | 0.004092 | 0.31173 | 0.19022 | 0.85908 | 0.098242 | 0.00026309 | 0.00073429 | 0.00034909 | 0.32812 | 0.32847
0.31601 | 0.01799 | 0.93686 | 0.0018289 | 0.085787 | 0.50503 | 0.0039605 | 0.31997 | 0.15646 | 0.89284 | 0.096084 | 0.0002623 | 0.00073429 | 0.00034881 | 0.32812 | 0.32847
0.32026 | 0.013739 | 0.81694 | 0.0012255 | 0.086391 | 0.50151 | 0.0039054 | 0.32417 | 0.13643 | 0.91287 | 0.094637 | 0.00026393 | 0.00073429 | 0.00034938 | 0.32812 | 0.32847
0.32241 | 0.011586 | 0.74938 | 0.00095093 | 0.086665 | 0.49992 | 0.0038807 | 0.32629 | 0.12515 | 0.92415 | 0.093778 | 0.00026546 | 0.00073429 | 0.00034991 | 0.32812 | 0.32847
0.3235 | 0.010497 | 0.71289 | 0.00082087 | 0.086795 | 0.49917 | 0.0038691 | 0.32737 | 0.11905 | 0.93024 | 0.093304 | 0.00026646 | 0.00073429 | 0.00035027 | 0.32812 | 0.32847
0.32405 | 0.0099465 | 0.69375 | 0.00075753 | 0.086859 | 0.4988 | 0.0038634 | 0.32792 | 0.11586 | 0.93344 | 0.093052 | 0.00026703 | 0.00073429 | 0.00035047 | 0.32812 | 0.32847
0.32433 | 0.0096683 | 0.68388 | 0.00072615 | 0.08689 | 0.49862 | 0.0038607 | 0.32819 | 0.11421 | 0.93509 | 0.092922 | 0.00026734 | 0.00073429 | 0.00035057 | 0.32812 | 0.32847
0.32447 | 0.0095277 | 0.67884 | 0.00071047 | 0.086906 | 0.49853 | 0.0038593 | 0.32833 | 0.11337 | 0.93593 | 0.092855 | 0.0002675 | 0.00073429 | 0.00035063 | 0.32812 | 0.32847
0.32454 | 0.0094567 | 0.67628 | 0.00070259 | 0.086913 | 0.49849 | 0.0038586 | 0.3284 | 0.11294 | 0.93636 | 0.092821 | 0.00026758 | 0.00073429 | 0.00035066 | 0.32812 | 0.32847
0.32458 | 0.0094209 | 0.67499 | 0.00069862 | 0.086917 | 0.49847 | 0.0038582 | 0.32844 | 0.11272 | 0.93657 | 0.092804 | 0.00026762 | 0.00073429 | 0.00035067 | 0.32812 | 0.32847
0.3246 | 0.0094028 | 0.67433 | 0.00069661 | 0.086919 | 0.49845 | 0.003858 | 0.32846 | 0.11261 | 0.93668 | 0.092795 | 0.00026765 | 0.00073429 | 0.00035068 | 0.32812 | 0.32847
0.32461 | 0.0093936 | 0.674 | 0.0006956 | 0.08692 | 0.49845 | 0.0038579 | 0.32846 | 0.11256 | 0.93674 | 0.092791 | 0.00026766 | 0.00073429 | 0.00035068 | 0.32812 | 0.32847
0.32461 | 0.009389 | 0.67383 | 0.00069509 | 0.086921 | 0.49845 | 0.0038579 | 0.32847 | 0.11253 | 0.93676 | 0.092789 | 0.00026766 | 0.00073429 | 0.00035068 | 0.32812 | 0.32847
0.32461 | 0.0093867 | 0.67375 | 0.00069484 | 0.086921 | 0.49844 | 0.0038579 | 0.32847 | 0.11252 | 0.93678 | 0.092787 | 0.00026766 | 0.00073429 | 0.00035069 | 0.32812 | 0.32847
0.32461 | 0.0093855 | 0.67371 | 0.00069471 | 0.086921 | 0.49844 | 0.0038579 | 0.32847 | 0.11251 | 0.93679 | 0.092787 | 0.00026767 | 0.00073429 | 0.00035069 | 0.32812 | 0.32847
0.32462 | 0.0093849 | 0.67368 | 0.00069464 | 0.086921 | 0.49844 | 0.0038579 | 0.32847 | 0.11251 | 0.93679 | 0.092787 | 0.00026767 | 0.00073429 | 0.00035069 | 0.32812 | 0.32847
0.32462 | 0.0093846 | 0.67367 | 0.00069461 | 0.086921 | 0.49844 | 0.0038578 | 0.32847 | 0.1125 | 0.93679 | 0.092786 | 0.00026767 | 0.00073429 | 0.00035069 | 0.32812 | 0.32847
0.32462 | 0.0093844 | 0.67367 | 0.00069459 | 0.086921 | 0.49844 | 0.0038578 | 0.32847 | 0.1125 | 0.93679 | 0.092786 | 0.00026767 | 0.00073429 | 0.00035069 | 0.32812 | 0.32847
0.32462 | 0.0093843 | 0.67366 | 0.00069458 | 0.086922 | 0.49844 | 0.0038578 | 0.32847 | 0.1125 | 0.93679 | 0.092786 | 0.00026767 | 0.00073429 | 0.00035069 | 0.32812 | 0.32847
0.32462 | 0.0093843 | 0.67366 | 0.00069458 | 0.086922 | 0.49844 | 0.0038578 | 0.32847 | 0.1125 | 0.93679 | 0.092786 | 0.00026767 | 0.00073429 | 0.00035069 | 0.32812 | 0.32847
0.32462 | 0.0093843 | 0.67366 | 0.00069457 | 0.086922 | 0.49844 | 0.0038578 | 0.32847 | 0.1125 | 0.93679 | 0.092786 | 0.00026767 | 0.00073429 | 0.00035069 | 0.32812 | 0.32847
0.32462 | 0.0093843 | 0.67366 | 0.00069457 | 0.086922 | 0.49844 | 0.0038578 | 0.32847 | 0.1125 | 0.93679 | 0.092786 | 0.00026767 | 0.00073429 | 0.00035069 | 0.32812 | 0.32847
0.32462 | 0.0093843 | 0.67366 | 0.00069457 | 0.086922 | 0.49844 | 0.0038578 | 0.32847 | 0.1125 | 0.93679 | 0.092786 | 0.00026767 | 0.00073429 | 0.00035069 | 0.32812 | 0.32847
0.32462 | 0.0093843 | 0.67366 | 0.00069457 | 0.086922 | 0.49844 | 0.0038578 | 0.32847 | 0.1125 | 0.93679 | 0.092786 | 0.00026767 | 0.00073429 | 0.00035069 | 0.32812 | 0.32847
0.32462 | 0.0093843 | 0.67366 | 0.00069457 | 0.086922 | 0.49844 | 0.0038578 | 0.32847 | 0.1125 | 0.93679 | 0.092786 | 0.00026767 | 0.00073429 | 0.00035069 | 0.32812 | 0.32847
Segment number |  |  |  |  | 54 | Length | 0.7 |  |  | feet
Est. water depth at upper end of segment | Circ. Seg. Ht. | Central angle | circ. Seg. Area | Flow area | velocity | velocity head | total head | Arc length | Wet. Perim. | Hydraulic Radius | Friction slope | Friction slope | Friction head | Total head | Total head
y2 | h | theta | K | A | V2 | hv2 | H2 | s | Pw | R2 | Sf2 | Sf1 | hf2 | H1 | H2*
(ft) | (ft) | (rad) | (ft^2) | (ft^2) | (ft/s) | (ft) | (ft) | (ft) | (ft) | (ft) | (ft/ft) | (ft/ft) | (ft) | (ft) | (ft)
0.2 | 0.134 | 2.7438 | 0.032858 | 0.054758 | 0.79122 | 0.0097209 | 0.20972 | 0.45821 | 0.59109 | 0.09264 | 0.00067588 | 0.00069484 | 0.00047975 | 0.32847 | 0.32895
0.25962 | 0.074384 | 1.9659 | 0.014542 | 0.073074 | 0.5929 | 0.0054586 | 0.26507 | 0.3283 | 0.721 | 0.10135 | 0.00033668 | 0.00069484 | 0.00036103 | 0.32847 | 0.32883
0.2915 | 0.042504 | 1.4591 | 0.0064884 | 0.081128 | 0.53404 | 0.0044285 | 0.29592 | 0.24366 | 0.80563 | 0.1007 | 0.0002755 | 0.00069484 | 0.00033962 | 0.32847 | 0.32881
0.30794 | 0.02606 | 1.1324 | 0.0031647 | 0.084451 | 0.51302 | 0.0040868 | 0.31203 | 0.18911 | 0.86019 | 0.098178 | 0.00026299 | 0.00069484 | 0.00033524 | 0.32847 | 0.32881
0.31633 | 0.017669 | 0.92832 | 0.0017808 | 0.085835 | 0.50475 | 0.0039561 | 0.32029 | 0.15503 | 0.89427 | 0.095984 | 0.00026236 | 0.00069484 | 0.00033502 | 0.32847 | 0.32881
0.32059 | 0.013408 | 0.8069 | 0.0011819 | 0.086434 | 0.50125 | 0.0039015 | 0.32449 | 0.13475 | 0.91454 | 0.094511 | 0.00026413 | 0.00069484 | 0.00033564 | 0.32847 | 0.32881
0.32275 | 0.01125 | 0.7383 | 0.00091015 | 0.086706 | 0.49968 | 0.0038771 | 0.32663 | 0.1233 | 0.926 | 0.093635 | 0.00026575 | 0.00069484 | 0.00033621 | 0.32847 | 0.32881
0.32384 | 0.010159 | 0.70119 | 0.00078175 | 0.086834 | 0.49894 | 0.0038656 | 0.32771 | 0.1171 | 0.9322 | 0.09315 | 0.00026681 | 0.00069484 | 0.00033658 | 0.32847 | 0.32881
0.32439 | 0.0096071 | 0.68169 | 0.00071931 | 0.086897 | 0.49858 | 0.00386 | 0.32825 | 0.11384 | 0.93545 | 0.092893 | 0.00026741 | 0.00069484 | 0.00033679 | 0.32847 | 0.32881
0.32467 | 0.0093284 | 0.67163 | 0.00068841 | 0.086928 | 0.49841 | 0.0038573 | 0.32853 | 0.11216 | 0.93713 | 0.092759 | 0.00026773 | 0.00069484 | 0.0003369 | 0.32847 | 0.32881
0.32481 | 0.0091876 | 0.6665 | 0.00067297 | 0.086943 | 0.49832 | 0.0038559 | 0.32867 | 0.11131 | 0.93799 | 0.092691 | 0.0002679 | 0.00069484 | 0.00033696 | 0.32847 | 0.32881
0.32488 | 0.0091165 | 0.66389 | 0.00066522 | 0.086951 | 0.49827 | 0.0038552 | 0.32874 | 0.11087 | 0.93842 | 0.092656 | 0.00026799 | 0.00069484 | 0.00033699 | 0.32847 | 0.32881
0.32492 | 0.0090806 | 0.66257 | 0.00066132 | 0.086955 | 0.49825 | 0.0038549 | 0.32877 | 0.11065 | 0.93865 | 0.092639 | 0.00026803 | 0.00069484 | 0.000337 | 0.32847 | 0.32881
0.32494 | 0.0090625 | 0.6619 | 0.00065935 | 0.086957 | 0.49824 | 0.0038547 | 0.32879 | 0.11054 | 0.93876 | 0.09263 | 0.00026805 | 0.00069484 | 0.00033701 | 0.32847 | 0.32881
0.32495 | 0.0090533 | 0.66156 | 0.00065835 | 0.086958 | 0.49824 | 0.0038546 | 0.3288 | 0.11048 | 0.93881 | 0.092625 | 0.00026806 | 0.00069484 | 0.00033702 | 0.32847 | 0.32881
0.32495 | 0.0090487 | 0.66139 | 0.00065785 | 0.086958 | 0.49823 | 0.0038546 | 0.32881 | 0.11045 | 0.93884 | 0.092623 | 0.00026807 | 0.00069484 | 0.00033702 | 0.32847 | 0.32881
0.32495 | 0.0090463 | 0.66131 | 0.0006576 | 0.086958 | 0.49823 | 0.0038546 | 0.32881 | 0.11044 | 0.93886 | 0.092622 | 0.00026807 | 0.00069484 | 0.00033702 | 0.32847 | 0.32881
0.32495 | 0.0090452 | 0.66126 | 0.00065747 | 0.086959 | 0.49823 | 0.0038546 | 0.32881 | 0.11043 | 0.93886 | 0.092621 | 0.00026807 | 0.00069484 | 0.00033702 | 0.32847 | 0.32881
0.32496 | 0.0090446 | 0.66124 | 0.0006574 | 0.086959 | 0.49823 | 0.0038545 | 0.32881 | 0.11043 | 0.93887 | 0.092621 | 0.00026808 | 0.00069484 | 0.00033702 | 0.32847 | 0.32881
0.32496 | 0.0090443 | 0.66123 | 0.00065737 | 0.086959 | 0.49823 | 0.0038545 | 0.32881 | 0.11043 | 0.93887 | 0.092621 | 0.00026808 | 0.00069484 | 0.00033702 | 0.32847 | 0.32881
0.32496 | 0.0090441 | 0.66122 | 0.00065736 | 0.086959 | 0.49823 | 0.0038545 | 0.32881 | 0.11042 | 0.93887 | 0.092621 | 0.00026808 | 0.00069484 | 0.00033702 | 0.32847 | 0.32881
0.32496 | 0.009044 | 0.66122 | 0.00065735 | 0.086959 | 0.49823 | 0.0038545 | 0.32881 | 0.11042 | 0.93887 | 0.092621 | 0.00026808 | 0.00069484 | 0.00033702 | 0.32847 | 0.32881
0.32496 | 0.009044 | 0.66122 | 0.00065734 | 0.086959 | 0.49823 | 0.0038545 | 0.32881 | 0.11042 | 0.93887 | 0.092621 | 0.00026808 | 0.00069484 | 0.00033702 | 0.32847 | 0.32881
0.32496 | 0.009044 | 0.66122 | 0.00065734 | 0.086959 | 0.49823 | 0.0038545 | 0.32881 | 0.11042 | 0.93887 | 0.092621 | 0.00026808 | 0.00069484 | 0.00033702 | 0.32847 | 0.32881
0.32496 | 0.009044 | 0.66122 | 0.00065734 | 0.086959 | 0.49823 | 0.0038545 | 0.32881 | 0.11042 | 0.93887 | 0.092621 | 0.00026808 | 0.00069484 | 0.00033702 | 0.32847 | 0.32881
0.32496 | 0.009044 | 0.66122 | 0.00065734 | 0.086959 | 0.49823 | 0.0038545 | 0.32881 | 0.11042 | 0.93887 | 0.092621 | 0.00026808 | 0.00069484 | 0.00033702 | 0.32847 | 0.32881
0.32496 | 0.0090439 | 0.66122 | 0.00065734 | 0.086959 | 0.49823 | 0.0038545 | 0.32881 | 0.11042 | 0.93887 | 0.092621 | 0.00026808 | 0.00069484 | 0.00033702 | 0.32847 | 0.32881
0.32496 | 0.0090439 | 0.66122 | 0.00065734 | 0.086959 | 0.49823 | 0.0038545 | 0.32881 | 0.11042 | 0.93887 | 0.092621 | 0.00026808 | 0.00069484 | 0.00033702 | 0.32847 | 0.32881
Segment number |  |  |  |  | 55 | Length | 0.7 |  |  | feet
Est. water depth at upper end of segment | Circ. Seg. Ht. | Central angle | circ. Seg. Area | Flow area | velocity | velocity head | total head | Arc length | Wet. Perim. | Hydraulic Radius | Friction slope | Friction slope | Friction head | Total head | Total head
y2 | h | theta | K | A | V2 | hv2 | H2 | s | Pw | R2 | Sf2 | Sf1 | hf2 | H1 | H2*
(ft) | (ft) | (rad) | (ft^2) | (ft^2) | (ft/s) | (ft) | (ft) | (ft) | (ft) | (ft) | (ft/ft) | (ft/ft) | (ft) | (ft) | (ft)
0.2 | 0.134 | 2.7438 | 0.032858 | 0.054758 | 0.79122 | 0.0097209 | 0.20972 | 0.45821 | 0.59109 | 0.09264 | 0.00067588 | 0.0006576 | 0.00046672 | 0.32881 | 0.32928
0.25978 | 0.074222 | 1.9635 | 0.014497 | 0.073119 | 0.59254 | 0.0054518 | 0.26523 | 0.32791 | 0.72139 | 0.10136 | 0.00033623 | 0.0006576 | 0.00034784 | 0.32881 | 0.32916
0.29174 | 0.042258 | 1.4546 | 0.0064336 | 0.081182 | 0.53368 | 0.0044226 | 0.29616 | 0.24292 | 0.80637 | 0.10068 | 0.00027522 | 0.0006576 | 0.00032649 | 0.32881 | 0.32914
0.30823 | 0.025772 | 1.1259 | 0.0031132 | 0.084503 | 0.51271 | 0.0040818 | 0.31231 | 0.18803 | 0.86127 | 0.098115 | 0.00026289 | 0.0006576 | 0.00032217 | 0.32881 | 0.32913
0.31664 | 0.01736 | 0.92003 | 0.0017348 | 0.085881 | 0.50448 | 0.0039519 | 0.32059 | 0.15364 | 0.89565 | 0.095887 | 0.00026244 | 0.0006576 | 0.00032201 | 0.32881 | 0.32913
0.32091 | 0.01309 | 0.79713 | 0.0011403 | 0.086476 | 0.50101 | 0.0038977 | 0.32481 | 0.13312 | 0.91617 | 0.094388 | 0.00026433 | 0.0006576 | 0.00032268 | 0.32881 | 0.32913
0.32307 | 0.010927 | 0.72751 | 0.00087149 | 0.086745 | 0.49946 | 0.0038736 | 0.32695 | 0.12149 | 0.9278 | 0.093495 | 0.00026605 | 0.0006576 | 0.00032328 | 0.32881 | 0.32913
0.32417 | 0.0098334 | 0.68975 | 0.00074472 | 0.086871 | 0.49873 | 0.0038623 | 0.32803 | 0.11519 | 0.93411 | 0.092999 | 0.00026716 | 0.0006576 | 0.00032366 | 0.32881 | 0.32913
0.32472 | 0.0092807 | 0.6699 | 0.00068317 | 0.086933 | 0.49838 | 0.0038568 | 0.32858 | 0.11187 | 0.93742 | 0.092736 | 0.00026779 | 0.0006576 | 0.00032389 | 0.32881 | 0.32913
0.325 | 0.0090015 | 0.65965 | 0.00065275 | 0.086963 | 0.4982 | 0.0038541 | 0.32885 | 0.11016 | 0.93913 | 0.0926 | 0.00026813 | 0.0006576 | 0.000324 | 0.32881 | 0.32913
0.32514 | 0.0088605 | 0.65442 | 0.00063755 | 0.086979 | 0.49812 | 0.0038528 | 0.32899 | 0.10929 | 0.94001 | 0.09253 | 0.00026831 | 0.0006576 | 0.00032407 | 0.32881 | 0.32913
0.32521 | 0.0087893 | 0.65176 | 0.00062992 | 0.086986 | 0.49807 | 0.0038521 | 0.32906 | 0.10884 | 0.94045 | 0.092494 | 0.0002684 | 0.0006576 | 0.0003241 | 0.32881 | 0.32913
0.32525 | 0.0087534 | 0.65041 | 0.00062608 | 0.08699 | 0.49805 | 0.0038518 | 0.3291 | 0.10862 | 0.94068 | 0.092476 | 0.00026844 | 0.0006576 | 0.00032411 | 0.32881 | 0.32913
0.32526 | 0.0087352 | 0.64973 | 0.00062415 | 0.086992 | 0.49804 | 0.0038516 | 0.32912 | 0.10851 | 0.94079 | 0.092467 | 0.00026847 | 0.0006576 | 0.00032412 | 0.32881 | 0.32913
0.32527 | 0.0087261 | 0.64939 | 0.00062317 | 0.086993 | 0.49803 | 0.0038515 | 0.32913 | 0.10845 | 0.94085 | 0.092462 | 0.00026848 | 0.0006576 | 0.00032413 | 0.32881 | 0.32913
0.32528 | 0.0087214 | 0.64922 | 0.00062267 | 0.086993 | 0.49803 | 0.0038515 | 0.32913 | 0.10842 | 0.94088 | 0.09246 | 0.00026848 | 0.0006576 | 0.00032413 | 0.32881 | 0.32913
0.32528 | 0.0087191 | 0.64913 | 0.00062243 | 0.086994 | 0.49803 | 0.0038515 | 0.32913 | 0.1084 | 0.94089 | 0.092459 | 0.00026849 | 0.0006576 | 0.00032413 | 0.32881 | 0.32913
0.32528 | 0.0087179 | 0.64908 | 0.0006223 | 0.086994 | 0.49803 | 0.0038514 | 0.32913 | 0.1084 | 0.9409 | 0.092458 | 0.00026849 | 0.0006576 | 0.00032413 | 0.32881 | 0.32913
0.32528 | 0.0087173 | 0.64906 | 0.00062224 | 0.086994 | 0.49803 | 0.0038514 | 0.32913 | 0.10839 | 0.9409 | 0.092458 | 0.00026849 | 0.0006576 | 0.00032413 | 0.32881 | 0.32913
0.32528 | 0.008717 | 0.64905 | 0.0006222 | 0.086994 | 0.49803 | 0.0038514 | 0.32913 | 0.10839 | 0.9409 | 0.092458 | 0.00026849 | 0.0006576 | 0.00032413 | 0.32881 | 0.32913
0.32528 | 0.0087169 | 0.64904 | 0.00062219 | 0.086994 | 0.49803 | 0.0038514 | 0.32913 | 0.10839 | 0.9409 | 0.092458 | 0.00026849 | 0.0006576 | 0.00032413 | 0.32881 | 0.32913
0.32528 | 0.0087168 | 0.64904 | 0.00062218 | 0.086994 | 0.49803 | 0.0038514 | 0.32913 | 0.10839 | 0.9409 | 0.092458 | 0.00026849 | 0.0006576 | 0.00032413 | 0.32881 | 0.32913
0.32528 | 0.0087167 | 0.64904 | 0.00062218 | 0.086994 | 0.49803 | 0.0038514 | 0.32913 | 0.10839 | 0.9409 | 0.092458 | 0.00026849 | 0.0006576 | 0.00032413 | 0.32881 | 0.32913
0.32528 | 0.0087167 | 0.64904 | 0.00062217 | 0.086994 | 0.49803 | 0.0038514 | 0.32913 | 0.10839 | 0.9409 | 0.092458 | 0.00026849 | 0.0006576 | 0.00032413 | 0.32881 | 0.32913
0.32528 | 0.0087167 | 0.64904 | 0.00062217 | 0.086994 | 0.49803 | 0.0038514 | 0.32913 | 0.10839 | 0.9409 | 0.092458 | 0.00026849 | 0.0006576 | 0.00032413 | 0.32881 | 0.32913
0.32528 | 0.0087167 | 0.64904 | 0.00062217 | 0.086994 | 0.49803 | 0.0038514 | 0.32913 | 0.10839 | 0.9409 | 0.092458 | 0.00026849 | 0.0006576 | 0.00032413 | 0.32881 | 0.32913
0.32528 | 0.0087167 | 0.64904 | 0.00062217 | 0.086994 | 0.49803 | 0.0038514 | 0.32913 | 0.10839 | 0.94091 | 0.092458 | 0.00026849 | 0.0006576 | 0.00032413 | 0.32881 | 0.32913
0.32528 | 0.0087167 | 0.64904 | 0.00062217 | 0.086994 | 0.49803 | 0.0038514 | 0.32913 | 0.10839 | 0.94091 | 0.092458 | 0.00026849 | 0.0006576 | 0.00032413 | 0.32881 | 0.32913
Segment number |  |  |  |  | 56 | Length | 0.7 |  |  | feet
Est. water depth at upper end of segment | Circ. Seg. Ht. | Central angle | circ. Seg. Area | Flow area | velocity | velocity head | total head | Arc length | Wet. Perim. | Hydraulic Radius | Friction slope | Friction slope | Friction head | Total head | Total head
y2 | h | theta | K | A | V2 | hv2 | H2 | s | Pw | R2 | Sf2 | Sf1 | hf2 | H1 | H2*
(ft) | (ft) | (rad) | (ft^2) | (ft^2) | (ft/s) | (ft) | (ft) | (ft) | (ft) | (ft) | (ft/ft) | (ft/ft) | (ft) | (ft) | (ft)
0.2 | 0.134 | 2.7438 | 0.032858 | 0.054758 | 0.79122 | 0.0097209 | 0.20972 | 0.45821 | 0.59109 | 0.09264 | 0.00067588 | 0.00062243 | 0.00045441 | 0.32913 | 0.32959
0.25993 | 0.074066 | 1.9613 | 0.014454 | 0.073162 | 0.59219 | 0.0054454 | 0.26538 | 0.32753 | 0.72176 | 0.10137 | 0.0003358 | 0.00062243 | 0.00033538 | 0.32913 | 0.32947
0.29198 | 0.042021 | 1.4504 | 0.0063811 | 0.081235 | 0.53333 | 0.0044169 | 0.2964 | 0.24221 | 0.80708 | 0.10065 | 0.00027495 | 0.00062243 | 0.00031408 | 0.32913 | 0.32945
0.30851 | 0.025494 | 1.1197 | 0.0030639 | 0.084552 | 0.51241 | 0.0040771 | 0.31258 | 0.18699 | 0.86231 | 0.098053 | 0.00026281 | 0.00062243 | 0.00030983 | 0.32913 | 0.32944
0.31694 | 0.017063 | 0.91199 | 0.001691 | 0.085925 | 0.50422 | 0.0039478 | 0.32088 | 0.1523 | 0.89699 | 0.095792 | 0.00026251 | 0.00062243 | 0.00030973 | 0.32913 | 0.32944
0.32122 | 0.012783 | 0.78763 | 0.0011009 | 0.086515 | 0.50078 | 0.0038942 | 0.32511 | 0.13153 | 0.91776 | 0.094268 | 0.00026454 | 0.00062243 | 0.00031044 | 0.32913 | 0.32945
0.32338 | 0.010616 | 0.71697 | 0.0008348 | 0.086781 | 0.49925 | 0.0038703 | 0.32725 | 0.11973 | 0.92956 | 0.093357 | 0.00026635 | 0.00062243 | 0.00031107 | 0.32913 | 0.32945
0.32448 | 0.0095204 | 0.67858 | 0.00070965 | 0.086906 | 0.49853 | 0.0038592 | 0.32834 | 0.11332 | 0.93597 | 0.092852 | 0.00026751 | 0.00062243 | 0.00031148 | 0.32913 | 0.32945
0.32503 | 0.0089667 | 0.65836 | 0.00064898 | 0.086967 | 0.49818 | 0.0038538 | 0.32889 | 0.10995 | 0.93935 | 0.092582 | 0.00026817 | 0.00062243 | 0.00031171 | 0.32913 | 0.32945
0.32531 | 0.008687 | 0.64792 | 0.00061901 | 0.086997 | 0.49801 | 0.0038511 | 0.32916 | 0.1082 | 0.94109 | 0.092443 | 0.00026853 | 0.00062243 | 0.00031183 | 0.32913 | 0.32945
0.32545 | 0.0085458 | 0.64259 | 0.00060406 | 0.087012 | 0.49792 | 0.0038498 | 0.3293 | 0.10731 | 0.94198 | 0.092371 | 0.00026871 | 0.00062243 | 0.0003119 | 0.32913 | 0.32945
0.32553 | 0.0084745 | 0.63988 | 0.00059655 | 0.08702 | 0.49788 | 0.0038492 | 0.32937 | 0.10686 | 0.94243 | 0.092335 | 0.00026881 | 0.00062243 | 0.00031193 | 0.32913 | 0.32945
0.32556 | 0.0084385 | 0.63851 | 0.00059278 | 0.087023 | 0.49786 | 0.0038488 | 0.32941 | 0.10663 | 0.94266 | 0.092316 | 0.00026886 | 0.00062243 | 0.00031195 | 0.32913 | 0.32945
0.32558 | 0.0084203 | 0.63781 | 0.00059087 | 0.087025 | 0.49785 | 0.0038487 | 0.32943 | 0.10651 | 0.94278 | 0.092307 | 0.00026888 | 0.00062243 | 0.00031196 | 0.32913 | 0.32945
0.32559 | 0.0084112 | 0.63746 | 0.00058991 | 0.087026 | 0.49784 | 0.0038486 | 0.32944 | 0.10646 | 0.94284 | 0.092302 | 0.00026889 | 0.00062243 | 0.00031196 | 0.32913 | 0.32945
0.32559 | 0.0084065 | 0.63729 | 0.00058943 | 0.087027 | 0.49784 | 0.0038485 | 0.32944 | 0.10643 | 0.94287 | 0.0923 | 0.0002689 | 0.00062243 | 0.00031196 | 0.32913 | 0.32945
0.3256 | 0.0084042 | 0.6372 | 0.00058918 | 0.087027 | 0.49784 | 0.0038485 | 0.32944 | 0.10641 | 0.94288 | 0.092299 | 0.0002689 | 0.00062243 | 0.00031196 | 0.32913 | 0.32945
0.3256 | 0.008403 | 0.63715 | 0.00058906 | 0.087027 | 0.49784 | 0.0038485 | 0.32945 | 0.1064 | 0.94289 | 0.092298 | 0.0002689 | 0.00062243 | 0.00031197 | 0.32913 | 0.32945
0.3256 | 0.0084024 | 0.63713 | 0.000589 | 0.087027 | 0.49784 | 0.0038485 | 0.32945 | 0.1064 | 0.94289 | 0.092298 | 0.0002689 | 0.00062243 | 0.00031197 | 0.32913 | 0.32945
0.3256 | 0.0084021 | 0.63712 | 0.00058896 | 0.087027 | 0.49784 | 0.0038485 | 0.32945 | 0.1064 | 0.9429 | 0.092298 | 0.0002689 | 0.00062243 | 0.00031197 | 0.32913 | 0.32945
0.3256 | 0.008402 | 0.63711 | 0.00058895 | 0.087027 | 0.49784 | 0.0038485 | 0.32945 | 0.1064 | 0.9429 | 0.092298 | 0.0002689 | 0.00062243 | 0.00031197 | 0.32913 | 0.32945
0.3256 | 0.0084019 | 0.63711 | 0.00058894 | 0.087027 | 0.49784 | 0.0038485 | 0.32945 | 0.1064 | 0.9429 | 0.092298 | 0.0002689 | 0.00062243 | 0.00031197 | 0.32913 | 0.32945
0.3256 | 0.0084018 | 0.63711 | 0.00058894 | 0.087027 | 0.49784 | 0.0038485 | 0.32945 | 0.1064 | 0.9429 | 0.092298 | 0.0002689 | 0.00062243 | 0.00031197 | 0.32913 | 0.32945
0.3256 | 0.0084018 | 0.63711 | 0.00058893 | 0.087027 | 0.49784 | 0.0038485 | 0.32945 | 0.1064 | 0.9429 | 0.092298 | 0.0002689 | 0.00062243 | 0.00031197 | 0.32913 | 0.32945
0.3256 | 0.0084018 | 0.6371 | 0.00058893 | 0.087027 | 0.49784 | 0.0038485 | 0.32945 | 0.1064 | 0.9429 | 0.092298 | 0.0002689 | 0.00062243 | 0.00031197 | 0.32913 | 0.32945
0.3256 | 0.0084018 | 0.6371 | 0.00058893 | 0.087027 | 0.49784 | 0.0038485 | 0.32945 | 0.1064 | 0.9429 | 0.092298 | 0.0002689 | 0.00062243 | 0.00031197 | 0.32913 | 0.32945
0.3256 | 0.0084018 | 0.6371 | 0.00058893 | 0.087027 | 0.49784 | 0.0038485 | 0.32945 | 0.1064 | 0.9429 | 0.092298 | 0.0002689 | 0.00062243 | 0.00031197 | 0.32913 | 0.32945
0.3256 | 0.0084018 | 0.6371 | 0.00058893 | 0.087027 | 0.49784 | 0.0038485 | 0.32945 | 0.1064 | 0.9429 | 0.092298 | 0.0002689 | 0.00062243 | 0.00031197 | 0.32913 | 0.32945
Segment number |  |  |  |  | 57 | Length | 0.7 |  |  | feet
Est. water depth at upper end of segment | Circ. Seg. Ht. | Central angle | circ. Seg. Area | Flow area | velocity | velocity head | total head | Arc length | Wet. Perim. | Hydraulic Radius | Friction slope | Friction slope | Friction head | Total head | Total head
y2 | h | theta | K | A | V2 | hv2 | H2 | s | Pw | R2 | Sf2 | Sf1 | hf2 | H1 | H2*
(ft) | (ft) | (rad) | (ft^2) | (ft^2) | (ft/s) | (ft) | (ft) | (ft) | (ft) | (ft) | (ft/ft) | (ft/ft) | (ft) | (ft) | (ft)
0.2 | 0.134 | 2.7438 | 0.032858 | 0.054758 | 0.79122 | 0.0097209 | 0.20972 | 0.45821 | 0.59109 | 0.09264 | 0.00067588 | 0.00058918 | 0.00044277 | 0.32945 | 0.32989
0.26008 | 0.073916 | 1.9591 | 0.014413 | 0.073204 | 0.59185 | 0.0054392 | 0.26552 | 0.32717 | 0.72212 | 0.10137 | 0.00033539 | 0.00058918 | 0.0003236 | 0.32945 | 0.32977
0.29221 | 0.041792 | 1.4462 | 0.0063306 | 0.081286 | 0.533 | 0.0044114 | 0.29662 | 0.24152 | 0.80777 | 0.10063 | 0.00027469 | 0.00058918 | 0.00030236 | 0.32945 | 0.32975
0.30877 | 0.025227 | 1.1136 | 0.0030166 | 0.084599 | 0.51212 | 0.0040725 | 0.31285 | 0.18598 | 0.86332 | 0.097994 | 0.00026273 | 0.00058918 | 0.00029817 | 0.32945 | 0.32974
0.31722 | 0.016777 | 0.90418 | 0.0016491 | 0.085967 | 0.50398 | 0.003944 | 0.32117 | 0.151 | 0.8983 | 0.0957 | 0.0002626 | 0.00058918 | 0.00029812 | 0.32945 | 0.32974
0.32151 | 0.012488 | 0.77837 | 0.0010633 | 0.086553 | 0.50057 | 0.0038908 | 0.3254 | 0.12999 | 0.91931 | 0.09415 | 0.00026475 | 0.00058918 | 0.00029888 | 0.32945 | 0.32975
0.32368 | 0.010317 | 0.70668 | 0.00079995 | 0.086816 | 0.49905 | 0.0038672 | 0.32755 | 0.11801 | 0.93128 | 0.093222 | 0.00026665 | 0.00058918 | 0.00029954 | 0.32945 | 0.32975
0.32478 | 0.0092189 | 0.66764 | 0.00067639 | 0.08694 | 0.49834 | 0.0038562 | 0.32864 | 0.1115 | 0.9378 | 0.092706 | 0.00026786 | 0.00058918 | 0.00029997 | 0.32945 | 0.32975
0.32534 | 0.0086642 | 0.64706 | 0.00061659 | 0.086999 | 0.498 | 0.0038509 | 0.32919 | 0.10806 | 0.94123 | 0.092431 | 0.00026856 | 0.00058918 | 0.00030021 | 0.32945 | 0.32975
0.32562 | 0.0083841 | 0.63643 | 0.00058709 | 0.087029 | 0.49783 | 0.0038483 | 0.32946 | 0.10628 | 0.94301 | 0.092288 | 0.00026893 | 0.00058918 | 0.00030034 | 0.32945 | 0.32975
0.32576 | 0.0082427 | 0.63099 | 0.00057237 | 0.087044 | 0.49774 | 0.003847 | 0.3296 | 0.10538 | 0.94392 | 0.092215 | 0.00026912 | 0.00058918 | 0.00030041 | 0.32945 | 0.32975
0.32583 | 0.0081713 | 0.62823 | 0.00056499 | 0.087051 | 0.4977 | 0.0038464 | 0.32968 | 0.10491 | 0.94438 | 0.092178 | 0.00026922 | 0.00058918 | 0.00030044 | 0.32945 | 0.32975
0.32586 | 0.0081353 | 0.62683 | 0.00056127 | 0.087055 | 0.49768 | 0.003846 | 0.32971 | 0.10468 | 0.94461 | 0.092159 | 0.00026927 | 0.00058918 | 0.00030046 | 0.32945 | 0.32975
0.32588 | 0.0081171 | 0.62613 | 0.0005594 | 0.087057 | 0.49767 | 0.0038459 | 0.32973 | 0.10456 | 0.94473 | 0.09215 | 0.0002693 | 0.00058918 | 0.00030047 | 0.32945 | 0.32975
0.32589 | 0.0081079 | 0.62577 | 0.00055845 | 0.087058 | 0.49766 | 0.0038458 | 0.32974 | 0.1045 | 0.94479 | 0.092145 | 0.00026931 | 0.00058918 | 0.00030047 | 0.32945 | 0.32975
0.3259 | 0.0081033 | 0.62559 | 0.00055798 | 0.087058 | 0.49766 | 0.0038458 | 0.32974 | 0.10447 | 0.94482 | 0.092142 | 0.00026932 | 0.00058918 | 0.00030047 | 0.32945 | 0.32975
0.3259 | 0.0081009 | 0.6255 | 0.00055774 | 0.087058 | 0.49766 | 0.0038457 | 0.32974 | 0.10446 | 0.94484 | 0.092141 | 0.00026932 | 0.00058918 | 0.00030048 | 0.32945 | 0.32975
0.3259 | 0.0080997 | 0.62545 | 0.00055761 | 0.087058 | 0.49766 | 0.0038457 | 0.32975 | 0.10445 | 0.94484 | 0.092141 | 0.00026932 | 0.00058918 | 0.00030048 | 0.32945 | 0.32975
0.3259 | 0.0080991 | 0.62543 | 0.00055755 | 0.087059 | 0.49766 | 0.0038457 | 0.32975 | 0.10445 | 0.94485 | 0.09214 | 0.00026932 | 0.00058918 | 0.00030048 | 0.32945 | 0.32975
0.3259 | 0.0080988 | 0.62542 | 0.00055752 | 0.087059 | 0.49766 | 0.0038457 | 0.32975 | 0.10444 | 0.94485 | 0.09214 | 0.00026932 | 0.00058918 | 0.00030048 | 0.32945 | 0.32975
0.3259 | 0.0080987 | 0.62541 | 0.00055751 | 0.087059 | 0.49766 | 0.0038457 | 0.32975 | 0.10444 | 0.94485 | 0.09214 | 0.00026932 | 0.00058918 | 0.00030048 | 0.32945 | 0.32975
0.3259 | 0.0080986 | 0.62541 | 0.0005575 | 0.087059 | 0.49766 | 0.0038457 | 0.32975 | 0.10444 | 0.94485 | 0.09214 | 0.00026932 | 0.00058918 | 0.00030048 | 0.32945 | 0.32975
0.3259 | 0.0080986 | 0.62541 | 0.00055749 | 0.087059 | 0.49766 | 0.0038457 | 0.32975 | 0.10444 | 0.94485 | 0.09214 | 0.00026932 | 0.00058918 | 0.00030048 | 0.32945 | 0.32975
0.3259 | 0.0080986 | 0.62541 | 0.00055749 | 0.087059 | 0.49766 | 0.0038457 | 0.32975 | 0.10444 | 0.94485 | 0.09214 | 0.00026932 | 0.00058918 | 0.00030048 | 0.32945 | 0.32975
0.3259 | 0.0080986 | 0.6254 | 0.00055749 | 0.087059 | 0.49766 | 0.0038457 | 0.32975 | 0.10444 | 0.94485 | 0.09214 | 0.00026932 | 0.00058918 | 0.00030048 | 0.32945 | 0.32975
0.3259 | 0.0080985 | 0.6254 | 0.00055749 | 0.087059 | 0.49766 | 0.0038457 | 0.32975 | 0.10444 | 0.94485 | 0.09214 | 0.00026932 | 0.00058918 | 0.00030048 | 0.32945 | 0.32975
0.3259 | 0.0080985 | 0.6254 | 0.00055749 | 0.087059 | 0.49766 | 0.0038457 | 0.32975 | 0.10444 | 0.94485 | 0.09214 | 0.00026932 | 0.00058918 | 0.00030048 | 0.32945 | 0.32975
0.3259 | 0.0080985 | 0.6254 | 0.00055749 | 0.087059 | 0.49766 | 0.0038457 | 0.32975 | 0.10444 | 0.94485 | 0.09214 | 0.00026932 | 0.00058918 | 0.00030048 | 0.32945 | 0.32975
Segment number |  |  |  |  | 58 | Length | 0.7 |  |  | feet
Est. water depth at upper end of segment | Circ. Seg. Ht. | Central angle | circ. Seg. Area | Flow area | velocity | velocity head | total head | Arc length | Wet. Perim. | Hydraulic Radius | Friction slope | Friction slope | Friction head | Total head | Total head
y2 | h | theta | K | A | V2 | hv2 | H2 | s | Pw | R2 | Sf2 | Sf1 | hf2 | H1 | H2*
(ft) | (ft) | (rad) | (ft^2) | (ft^2) | (ft/s) | (ft) | (ft) | (ft) | (ft) | (ft) | (ft/ft) | (ft/ft) | (ft) | (ft) | (ft)
0.2 | 0.134 | 2.7438 | 0.032858 | 0.054758 | 0.79122 | 0.0097209 | 0.20972 | 0.45821 | 0.59109 | 0.09264 | 0.00067588 | 0.00055774 | 0.00043177 | 0.32975 | 0.33018
0.26023 | 0.073771 | 1.957 | 0.014372 | 0.073244 | 0.59152 | 0.0054332 | 0.26566 | 0.32682 | 0.72247 | 0.10138 | 0.00033499 | 0.00055774 | 0.00031246 | 0.32975 | 0.33006
0.29243 | 0.041572 | 1.4422 | 0.006282 | 0.081334 | 0.53268 | 0.0044061 | 0.29683 | 0.24086 | 0.80844 | 0.10061 | 0.00027445 | 0.00055774 | 0.00029126 | 0.32975 | 0.33004
0.30903 | 0.02497 | 1.1078 | 0.0029713 | 0.084645 | 0.51185 | 0.0040682 | 0.3131 | 0.185 | 0.86429 | 0.097935 | 0.00026265 | 0.00055774 | 0.00028714 | 0.32975 | 0.33003
0.3175 | 0.016502 | 0.8966 | 0.0016091 | 0.086007 | 0.50374 | 0.0039403 | 0.32144 | 0.14973 | 0.89956 | 0.09561 | 0.00026268 | 0.00055774 | 0.00028715 | 0.32975 | 0.33003
0.3218 | 0.012204 | 0.76934 | 0.0010274 | 0.086589 | 0.50036 | 0.0038876 | 0.32568 | 0.12848 | 0.92081 | 0.094035 | 0.00026497 | 0.00055774 | 0.00028795 | 0.32975 | 0.33004
0.32397 | 0.010028 | 0.69662 | 0.00076682 | 0.086849 | 0.49886 | 0.0038643 | 0.32784 | 0.11634 | 0.93296 | 0.09309 | 0.00026695 | 0.00055774 | 0.00028864 | 0.32975 | 0.33004
0.32507 | 0.0089283 | 0.65694 | 0.00064484 | 0.086971 | 0.49816 | 0.0038534 | 0.32893 | 0.10971 | 0.93959 | 0.092563 | 0.00026822 | 0.00055774 | 0.00028908 | 0.32975 | 0.33004
0.32563 | 0.0083728 | 0.63599 | 0.0005859 | 0.08703 | 0.49782 | 0.0038482 | 0.32948 | 0.10621 | 0.94308 | 0.092283 | 0.00026894 | 0.00055774 | 0.00028934 | 0.32975 | 0.33004
0.32591 | 0.0080922 | 0.62516 | 0.00055684 | 0.087059 | 0.49765 | 0.0038457 | 0.32975 | 0.1044 | 0.94489 | 0.092137 | 0.00026933 | 0.00055774 | 0.00028947 | 0.32975 | 0.33004
0.32605 | 0.0079506 | 0.61962 | 0.00054236 | 0.087074 | 0.49757 | 0.0038444 | 0.32989 | 0.10348 | 0.94582 | 0.092062 | 0.00026953 | 0.00055774 | 0.00028954 | 0.32975 | 0.33004
0.32612 | 0.0078791 | 0.61681 | 0.0005351 | 0.087081 | 0.49753 | 0.0038437 | 0.32996 | 0.10301 | 0.94629 | 0.092024 | 0.00026964 | 0.00055774 | 0.00028958 | 0.32975 | 0.33004
0.32616 | 0.0078431 | 0.61538 | 0.00053144 | 0.087085 | 0.49751 | 0.0038434 | 0.33 | 0.10277 | 0.94653 | 0.092005 | 0.00026969 | 0.00055774 | 0.0002896 | 0.32975 | 0.33004
0.32618 | 0.0078249 | 0.61466 | 0.0005296 | 0.087086 | 0.4975 | 0.0038432 | 0.33002 | 0.10265 | 0.94665 | 0.091995 | 0.00026972 | 0.00055774 | 0.00028961 | 0.32975 | 0.33004
0.32618 | 0.0078157 | 0.6143 | 0.00052867 | 0.087087 | 0.49749 | 0.0038432 | 0.33003 | 0.10259 | 0.94671 | 0.09199 | 0.00026973 | 0.00055774 | 0.00028961 | 0.32975 | 0.33004
0.32619 | 0.007811 | 0.61411 | 0.00052821 | 0.087088 | 0.49749 | 0.0038431 | 0.33003 | 0.10256 | 0.94674 | 0.091987 | 0.00026974 | 0.00055774 | 0.00028962 | 0.32975 | 0.33004
0.32619 | 0.0078087 | 0.61402 | 0.00052797 | 0.087088 | 0.49749 | 0.0038431 | 0.33003 | 0.10254 | 0.94675 | 0.091986 | 0.00026974 | 0.00055774 | 0.00028962 | 0.32975 | 0.33004
0.32619 | 0.0078075 | 0.61397 | 0.00052785 | 0.087088 | 0.49749 | 0.0038431 | 0.33004 | 0.10253 | 0.94676 | 0.091985 | 0.00026974 | 0.00055774 | 0.00028962 | 0.32975 | 0.33004
0.32619 | 0.0078069 | 0.61395 | 0.00052779 | 0.087088 | 0.49749 | 0.0038431 | 0.33004 | 0.10253 | 0.94676 | 0.091985 | 0.00026974 | 0.00055774 | 0.00028962 | 0.32975 | 0.33004
0.32619 | 0.0078066 | 0.61394 | 0.00052776 | 0.087088 | 0.49749 | 0.0038431 | 0.33004 | 0.10253 | 0.94677 | 0.091985 | 0.00026974 | 0.00055774 | 0.00028962 | 0.32975 | 0.33004
0.32619 | 0.0078065 | 0.61393 | 0.00052774 | 0.087088 | 0.49749 | 0.0038431 | 0.33004 | 0.10253 | 0.94677 | 0.091985 | 0.00026974 | 0.00055774 | 0.00028962 | 0.32975 | 0.33004
0.32619 | 0.0078064 | 0.61393 | 0.00052774 | 0.087088 | 0.49749 | 0.0038431 | 0.33004 | 0.10253 | 0.94677 | 0.091985 | 0.00026974 | 0.00055774 | 0.00028962 | 0.32975 | 0.33004
0.32619 | 0.0078063 | 0.61393 | 0.00052773 | 0.087088 | 0.49749 | 0.0038431 | 0.33004 | 0.10253 | 0.94677 | 0.091985 | 0.00026974 | 0.00055774 | 0.00028962 | 0.32975 | 0.33004
0.32619 | 0.0078063 | 0.61393 | 0.00052773 | 0.087088 | 0.49749 | 0.0038431 | 0.33004 | 0.10253 | 0.94677 | 0.091985 | 0.00026974 | 0.00055774 | 0.00028962 | 0.32975 | 0.33004
0.32619 | 0.0078063 | 0.61393 | 0.00052773 | 0.087088 | 0.49749 | 0.0038431 | 0.33004 | 0.10253 | 0.94677 | 0.091985 | 0.00026974 | 0.00055774 | 0.00028962 | 0.32975 | 0.33004
0.32619 | 0.0078063 | 0.61393 | 0.00052773 | 0.087088 | 0.49749 | 0.0038431 | 0.33004 | 0.10253 | 0.94677 | 0.091985 | 0.00026974 | 0.00055774 | 0.00028962 | 0.32975 | 0.33004
0.32619 | 0.0078063 | 0.61393 | 0.00052773 | 0.087088 | 0.49749 | 0.0038431 | 0.33004 | 0.10253 | 0.94677 | 0.091985 | 0.00026974 | 0.00055774 | 0.00028962 | 0.32975 | 0.33004
0.32619 | 0.0078063 | 0.61393 | 0.00052773 | 0.087088 | 0.49749 | 0.0038431 | 0.33004 | 0.10253 | 0.94677 | 0.091985 | 0.00026974 | 0.00055774 | 0.00028962 | 0.32975 | 0.33004
Segment number |  |  |  |  | 59 | Length | 0.7 |  |  | feet
Est. water depth at upper end of segment | Circ. Seg. Ht. | Central angle | circ. Seg. Area | Flow area | velocity | velocity head | total head | Arc length | Wet. Perim. | Hydraulic Radius | Friction slope | Friction slope | Friction head | Total head | Total head
y2 | h | theta | K | A | V2 | hv2 | H2 | s | Pw | R2 | Sf2 | Sf1 | hf2 | H1 | H2*
(ft) | (ft) | (rad) | (ft^2) | (ft^2) | (ft/s) | (ft) | (ft) | (ft) | (ft) | (ft) | (ft/ft) | (ft/ft) | (ft) | (ft) | (ft)
0.2 | 0.134 | 2.7438 | 0.032858 | 0.054758 | 0.79122 | 0.0097209 | 0.20972 | 0.45821 | 0.59109 | 0.09264 | 0.00067588 | 0.00052797 | 0.00042135 | 0.33004 | 0.33046
0.26037 | 0.073631 | 1.955 | 0.014334 | 0.073282 | 0.59121 | 0.0054275 | 0.2658 | 0.32649 | 0.72281 | 0.10139 | 0.00033461 | 0.00052797 | 0.0003019 | 0.33004 | 0.33034
0.29264 | 0.04136 | 1.4384 | 0.0062352 | 0.081381 | 0.53238 | 0.004401 | 0.29704 | 0.24021 | 0.80908 | 0.10058 | 0.00027421 | 0.00052797 | 0.00028076 | 0.33004 | 0.33032
0.30928 | 0.024722 | 1.1021 | 0.0029278 | 0.084688 | 0.51159 | 0.004064 | 0.31334 | 0.18406 | 0.86524 | 0.097879 | 0.00026259 | 0.00052797 | 0.00027669 | 0.33004 | 0.33031
0.31776 | 0.016236 | 0.88922 | 0.0015707 | 0.086045 | 0.50352 | 0.0039368 | 0.3217 | 0.1485 | 0.90079 | 0.095522 | 0.00026277 | 0.00052797 | 0.00027676 | 0.33004 | 0.33031
0.32207 | 0.01193 | 0.76054 | 0.00099323 | 0.086623 | 0.50016 | 0.0038845 | 0.32595 | 0.12701 | 0.92228 | 0.093922 | 0.00026518 | 0.00052797 | 0.0002776 | 0.33004 | 0.33031
0.32425 | 0.0097499 | 0.68679 | 0.00073531 | 0.086881 | 0.49868 | 0.0038615 | 0.32811 | 0.11469 | 0.9346 | 0.09296 | 0.00026725 | 0.00052797 | 0.00027833 | 0.33004 | 0.33032
0.32535 | 0.0086481 | 0.64646 | 0.00061488 | 0.087001 | 0.49799 | 0.0038508 | 0.3292 | 0.10796 | 0.94134 | 0.092423 | 0.00026858 | 0.00052797 | 0.00027879 | 0.33004 | 0.33032
0.32591 | 0.0080917 | 0.62514 | 0.00055679 | 0.087059 | 0.49765 | 0.0038456 | 0.32975 | 0.1044 | 0.9449 | 0.092136 | 0.00026933 | 0.00052797 | 0.00027906 | 0.33004 | 0.33032
0.32619 | 0.0078107 | 0.6141 | 0.00052818 | 0.087088 | 0.49749 | 0.0038431 | 0.33003 | 0.10255 | 0.94674 | 0.091987 | 0.00026974 | 0.00052797 | 0.0002792 | 0.33004 | 0.33032
0.32633 | 0.0076689 | 0.60846 | 0.00051393 | 0.087102 | 0.49741 | 0.0038419 | 0.33017 | 0.10161 | 0.94768 | 0.091911 | 0.00026995 | 0.00052797 | 0.00027927 | 0.33004 | 0.33032
0.3264 | 0.0075974 | 0.60559 | 0.00050678 | 0.087109 | 0.49737 | 0.0038412 | 0.33024 | 0.10113 | 0.94816 | 0.091872 | 0.00027006 | 0.00052797 | 0.00027931 | 0.33004 | 0.33032
0.32644 | 0.0075613 | 0.60414 | 0.00050319 | 0.087113 | 0.49735 | 0.0038409 | 0.33028 | 0.10089 | 0.9484 | 0.091852 | 0.00027011 | 0.00052797 | 0.00027933 | 0.33004 | 0.33032
0.32646 | 0.007543 | 0.6034 | 0.00050138 | 0.087115 | 0.49734 | 0.0038408 | 0.3303 | 0.10077 | 0.94853 | 0.091842 | 0.00027014 | 0.00052797 | 0.00027934 | 0.33004 | 0.33032
0.32647 | 0.0075338 | 0.60303 | 0.00050047 | 0.087116 | 0.49733 | 0.0038407 | 0.33031 | 0.10071 | 0.94859 | 0.091837 | 0.00027015 | 0.00052797 | 0.00027934 | 0.33004 | 0.33032
0.32647 | 0.0075292 | 0.60285 | 0.00050001 | 0.087116 | 0.49733 | 0.0038406 | 0.33031 | 0.10068 | 0.94862 | 0.091835 | 0.00027016 | 0.00052797 | 0.00027935 | 0.33004 | 0.33032
0.32647 | 0.0075268 | 0.60275 | 0.00049977 | 0.087116 | 0.49733 | 0.0038406 | 0.33031 | 0.10066 | 0.94863 | 0.091833 | 0.00027016 | 0.00052797 | 0.00027935 | 0.33004 | 0.33032
0.32647 | 0.0075257 | 0.6027 | 0.00049966 | 0.087116 | 0.49733 | 0.0038406 | 0.33031 | 0.10065 | 0.94864 | 0.091833 | 0.00027017 | 0.00052797 | 0.00027935 | 0.33004 | 0.33032
0.32647 | 0.0075251 | 0.60268 | 0.0004996 | 0.087116 | 0.49733 | 0.0038406 | 0.33032 | 0.10065 | 0.94865 | 0.091832 | 0.00027017 | 0.00052797 | 0.00027935 | 0.33004 | 0.33032
0.32648 | 0.0075248 | 0.60267 | 0.00049957 | 0.087117 | 0.49733 | 0.0038406 | 0.33032 | 0.10065 | 0.94865 | 0.091832 | 0.00027017 | 0.00052797 | 0.00027935 | 0.33004 | 0.33032
0.32648 | 0.0075246 | 0.60266 | 0.00049955 | 0.087117 | 0.49733 | 0.0038406 | 0.33032 | 0.10064 | 0.94865 | 0.091832 | 0.00027017 | 0.00052797 | 0.00027935 | 0.33004 | 0.33032
0.32648 | 0.0075245 | 0.60266 | 0.00049955 | 0.087117 | 0.49733 | 0.0038406 | 0.33032 | 0.10064 | 0.94865 | 0.091832 | 0.00027017 | 0.00052797 | 0.00027935 | 0.33004 | 0.33032
0.32648 | 0.0075245 | 0.60266 | 0.00049954 | 0.087117 | 0.49733 | 0.0038406 | 0.33032 | 0.10064 | 0.94865 | 0.091832 | 0.00027017 | 0.00052797 | 0.00027935 | 0.33004 | 0.33032
0.32648 | 0.0075245 | 0.60266 | 0.00049954 | 0.087117 | 0.49733 | 0.0038406 | 0.33032 | 0.10064 | 0.94865 | 0.091832 | 0.00027017 | 0.00052797 | 0.00027935 | 0.33004 | 0.33032
0.32648 | 0.0075245 | 0.60266 | 0.00049954 | 0.087117 | 0.49733 | 0.0038406 | 0.33032 | 0.10064 | 0.94865 | 0.091832 | 0.00027017 | 0.00052797 | 0.00027935 | 0.33004 | 0.33032
0.32648 | 0.0075245 | 0.60266 | 0.00049954 | 0.087117 | 0.49733 | 0.0038406 | 0.33032 | 0.10064 | 0.94865 | 0.091832 | 0.00027017 | 0.00052797 | 0.00027935 | 0.33004 | 0.33032
0.32648 | 0.0075245 | 0.60266 | 0.00049954 | 0.087117 | 0.49733 | 0.0038406 | 0.33032 | 0.10064 | 0.94865 | 0.091832 | 0.00027017 | 0.00052797 | 0.00027935 | 0.33004 | 0.33032
0.32648 | 0.0075245 | 0.60266 | 0.00049954 | 0.087117 | 0.49733 | 0.0038406 | 0.33032 | 0.10064 | 0.94865 | 0.091832 | 0.00027017 | 0.00052797 | 0.00027935 | 0.33004 | 0.33032
Segment number |  |  |  |  | 60 | Length | 0.7 |  |  | feet
Est. water depth at upper end of segment | Circ. Seg. Ht. | Central angle | circ. Seg. Area | Flow area | velocity | velocity head | total head | Arc length | Wet. Perim. | Hydraulic Radius | Friction slope | Friction slope | Friction head | Total head | Total head
y2 | h | theta | K | A | V2 | hv2 | H2 | s | Pw | R2 | Sf2 | Sf1 | hf2 | H1 | H2*
(ft) | (ft) | (rad) | (ft^2) | (ft^2) | (ft/s) | (ft) | (ft) | (ft) | (ft) | (ft) | (ft/ft) | (ft/ft) | (ft) | (ft) | (ft)
0.2 | 0.134 | 2.7438 | 0.032858 | 0.054758 | 0.79122 | 0.0097209 | 0.20972 | 0.45821 | 0.59109 | 0.09264 | 0.00067588 | 0.00049977 | 0.00041148 | 0.33032 | 0.33073
0.2605 | 0.073497 | 1.9531 | 0.014296 | 0.07332 | 0.59091 | 0.005422 | 0.26593 | 0.32616 | 0.72313 | 0.10139 | 0.00033425 | 0.00049977 | 0.00029191 | 0.33032 | 0.33061
0.29284 | 0.041155 | 1.4347 | 0.0061902 | 0.081426 | 0.53208 | 0.0043962 | 0.29724 | 0.23959 | 0.8097 | 0.10056 | 0.00027399 | 0.00049977 | 0.00027082 | 0.33032 | 0.33059
0.30952 | 0.024482 | 1.0966 | 0.002886 | 0.08473 | 0.51133 | 0.00406 | 0.31358 | 0.18314 | 0.86615 | 0.097823 | 0.00026253 | 0.00049977 | 0.0002668 | 0.33032 | 0.33058
0.31802 | 0.01598 | 0.88206 | 0.001534 | 0.086082 | 0.5033 | 0.0039335 | 0.32195 | 0.1473 | 0.90199 | 0.095436 | 0.00026286 | 0.00049977 | 0.00026692 | 0.33032 | 0.33058
0.32233 | 0.011665 | 0.75195 | 0.00096059 | 0.086655 | 0.49997 | 0.0038816 | 0.32622 | 0.12558 | 0.92372 | 0.093812 | 0.0002654 | 0.00049977 | 0.00026781 | 0.33032 | 0.33058
0.32452 | 0.0094813 | 0.67717 | 0.00070531 | 0.086911 | 0.4985 | 0.0038588 | 0.32838 | 0.11309 | 0.93621 | 0.092833 | 0.00026755 | 0.00049977 | 0.00026857 | 0.33032 | 0.33058
0.32562 | 0.0083777 | 0.63618 | 0.00058642 | 0.08703 | 0.49782 | 0.0038483 | 0.32947 | 0.10624 | 0.94305 | 0.092285 | 0.00026894 | 0.00049977 | 0.00026905 | 0.33032 | 0.33059
0.32618 | 0.0078204 | 0.61448 | 0.00052915 | 0.087087 | 0.4975 | 0.0038432 | 0.33002 | 0.10262 | 0.94668 | 0.091992 | 0.00026972 | 0.00049977 | 0.00026932 | 0.33032 | 0.33059
0.32646 | 0.0075391 | 0.60324 | 0.00050099 | 0.087115 | 0.49734 | 0.0038407 | 0.3303 | 0.10074 | 0.94855 | 0.09184 | 0.00027015 | 0.00049977 | 0.00026947 | 0.33032 | 0.33059
0.3266 | 0.0073971 | 0.59749 | 0.00048696 | 0.087129 | 0.49726 | 0.0038395 | 0.33044 | 0.099782 | 0.94951 | 0.091762 | 0.00027037 | 0.00049977 | 0.00026955 | 0.33032 | 0.33059
0.32667 | 0.0073255 | 0.59457 | 0.00047994 | 0.087136 | 0.49722 | 0.0038389 | 0.33051 | 0.099294 | 0.95 | 0.091722 | 0.00027048 | 0.00049977 | 0.00026959 | 0.33032 | 0.33059
0.32671 | 0.0072893 | 0.59309 | 0.00047641 | 0.08714 | 0.49719 | 0.0038386 | 0.33055 | 0.099046 | 0.95025 | 0.091702 | 0.00027053 | 0.00049977 | 0.00026961 | 0.33032 | 0.33059
0.32673 | 0.0072711 | 0.59234 | 0.00047463 | 0.087141 | 0.49718 | 0.0038384 | 0.33057 | 0.098921 | 0.95037 | 0.091692 | 0.00027056 | 0.00049977 | 0.00026962 | 0.33032 | 0.33059
0.32674 | 0.0072619 | 0.59197 | 0.00047373 | 0.087142 | 0.49718 | 0.0038383 | 0.33058 | 0.098858 | 0.95044 | 0.091687 | 0.00027058 | 0.00049977 | 0.00026962 | 0.33032 | 0.33059
0.32674 | 0.0072572 | 0.59178 | 0.00047328 | 0.087143 | 0.49718 | 0.0038383 | 0.33058 | 0.098827 | 0.95047 | 0.091684 | 0.00027059 | 0.00049977 | 0.00026963 | 0.33032 | 0.33059
0.32675 | 0.0072549 | 0.59168 | 0.00047305 | 0.087143 | 0.49718 | 0.0038383 | 0.33058 | 0.09881 | 0.95048 | 0.091683 | 0.00027059 | 0.00049977 | 0.00026963 | 0.33032 | 0.33059
0.32675 | 0.0072537 | 0.59163 | 0.00047293 | 0.087143 | 0.49718 | 0.0038382 | 0.33058 | 0.098802 | 0.95049 | 0.091682 | 0.00027059 | 0.00049977 | 0.00026963 | 0.33032 | 0.33059
0.32675 | 0.0072531 | 0.59161 | 0.00047288 | 0.087143 | 0.49717 | 0.0038382 | 0.33059 | 0.098798 | 0.9505 | 0.091682 | 0.00027059 | 0.00049977 | 0.00026963 | 0.33032 | 0.33059
0.32675 | 0.0072528 | 0.59159 | 0.00047285 | 0.087143 | 0.49717 | 0.0038382 | 0.33059 | 0.098796 | 0.9505 | 0.091682 | 0.00027059 | 0.00049977 | 0.00026963 | 0.33032 | 0.33059
0.32675 | 0.0072526 | 0.59159 | 0.00047283 | 0.087143 | 0.49717 | 0.0038382 | 0.33059 | 0.098795 | 0.9505 | 0.091682 | 0.00027059 | 0.00049977 | 0.00026963 | 0.33032 | 0.33059
0.32675 | 0.0072526 | 0.59158 | 0.00047282 | 0.087143 | 0.49717 | 0.0038382 | 0.33059 | 0.098795 | 0.9505 | 0.091682 | 0.00027059 | 0.00049977 | 0.00026963 | 0.33032 | 0.33059
0.32675 | 0.0072525 | 0.59158 | 0.00047282 | 0.087143 | 0.49717 | 0.0038382 | 0.33059 | 0.098794 | 0.9505 | 0.091681 | 0.00027059 | 0.00049977 | 0.00026963 | 0.33032 | 0.33059
0.32675 | 0.0072525 | 0.59158 | 0.00047282 | 0.087143 | 0.49717 | 0.0038382 | 0.33059 | 0.098794 | 0.9505 | 0.091681 | 0.00027059 | 0.00049977 | 0.00026963 | 0.33032 | 0.33059
0.32675 | 0.0072525 | 0.59158 | 0.00047282 | 0.087143 | 0.49717 | 0.0038382 | 0.33059 | 0.098794 | 0.9505 | 0.091681 | 0.00027059 | 0.00049977 | 0.00026963 | 0.33032 | 0.33059
0.32675 | 0.0072525 | 0.59158 | 0.00047282 | 0.087143 | 0.49717 | 0.0038382 | 0.33059 | 0.098794 | 0.9505 | 0.091681 | 0.00027059 | 0.00049977 | 0.00026963 | 0.33032 | 0.33059
0.32675 | 0.0072525 | 0.59158 | 0.00047282 | 0.087143 | 0.49717 | 0.0038382 | 0.33059 | 0.098794 | 0.9505 | 0.091681 | 0.00027059 | 0.00049977 | 0.00026963 | 0.33032 | 0.33059
0.32675 | 0.0072525 | 0.59158 | 0.00047282 | 0.087143 | 0.49717 | 0.0038382 | 0.33059 | 0.098794 | 0.9505 | 0.091681 | 0.00027059 | 0.00049977 | 0.00026963 | 0.33032 | 0.33059
Segment number |  |  |  |  | 61 | Length | 0.7 |  |  | feet
Est. water depth at upper end of segment | Circ. Seg. Ht. | Central angle | circ. Seg. Area | Flow area | velocity | velocity head | total head | Arc length | Wet. Perim. | Hydraulic Radius | Friction slope | Friction slope | Friction head | Total head | Total head
y2 | h | theta | K | A | V2 | hv2 | H2 | s | Pw | R2 | Sf2 | Sf1 | hf2 | H1 | H2*
(ft) | (ft) | (rad) | (ft^2) | (ft^2) | (ft/s) | (ft) | (ft) | (ft) | (ft) | (ft) | (ft/ft) | (ft/ft) | (ft) | (ft) | (ft)
0.2 | 0.134 | 2.7438 | 0.032858 | 0.054758 | 0.79122 | 0.0097209 | 0.20972 | 0.45821 | 0.59109 | 0.09264 | 0.00067588 | 0.00047305 | 0.00040213 | 0.33059 | 0.33099
0.26063 | 0.073366 | 1.9512 | 0.01426 | 0.073356 | 0.59062 | 0.0054167 | 0.26605 | 0.32585 | 0.72345 | 0.1014 | 0.00033389 | 0.00047305 | 0.00028243 | 0.33059 | 0.33087
0.29304 | 0.040957 | 1.4311 | 0.0061468 | 0.081469 | 0.5318 | 0.0043915 | 0.29743 | 0.23899 | 0.81031 | 0.10054 | 0.00027378 | 0.00047305 | 0.00026139 | 0.33059 | 0.33085
0.30975 | 0.024251 | 1.0913 | 0.0028458 | 0.08477 | 0.51109 | 0.0040561 | 0.31381 | 0.18225 | 0.86704 | 0.097769 | 0.00026247 | 0.00047305 | 0.00025743 | 0.33059 | 0.33084
0.31827 | 0.015732 | 0.87508 | 0.0014988 | 0.086117 | 0.5031 | 0.0039302 | 0.3222 | 0.14614 | 0.90316 | 0.095351 | 0.00026296 | 0.00047305 | 0.0002576 | 0.33059 | 0.33084
0.32259 | 0.011409 | 0.74357 | 0.00092941 | 0.086687 | 0.49979 | 0.0038788 | 0.32647 | 0.12418 | 0.92512 | 0.093703 | 0.00026561 | 0.00047305 | 0.00025853 | 0.33059 | 0.33084
0.32478 | 0.0092219 | 0.66776 | 0.00067673 | 0.086939 | 0.49834 | 0.0038563 | 0.32863 | 0.11152 | 0.93778 | 0.092708 | 0.00026786 | 0.00047305 | 0.00025932 | 0.33059 | 0.33085
0.32588 | 0.0081166 | 0.62611 | 0.00055934 | 0.087057 | 0.49767 | 0.0038459 | 0.32973 | 0.10456 | 0.94473 | 0.092149 | 0.0002693 | 0.00047305 | 0.00025982 | 0.33059 | 0.33085
0.32644 | 0.0075584 | 0.60402 | 0.00050291 | 0.087113 | 0.49735 | 0.0038409 | 0.33028 | 0.10087 | 0.94842 | 0.091851 | 0.00027012 | 0.00047305 | 0.00026011 | 0.33059 | 0.33085
0.32672 | 0.0072767 | 0.59258 | 0.00047518 | 0.087141 | 0.49719 | 0.0038384 | 0.33056 | 0.09896 | 0.95033 | 0.091695 | 0.00027055 | 0.00047305 | 0.00026026 | 0.33059 | 0.33085
0.32687 | 0.0071346 | 0.58672 | 0.00046138 | 0.087155 | 0.49711 | 0.0038372 | 0.3307 | 0.097982 | 0.95131 | 0.091615 | 0.00027078 | 0.00047305 | 0.00026034 | 0.33059 | 0.33085
0.32694 | 0.0070629 | 0.58374 | 0.00045447 | 0.087162 | 0.49707 | 0.0038366 | 0.33077 | 0.097485 | 0.95181 | 0.091575 | 0.0002709 | 0.00047305 | 0.00026038 | 0.33059 | 0.33085
0.32697 | 0.0070267 | 0.58223 | 0.000451 | 0.087165 | 0.49705 | 0.0038363 | 0.33081 | 0.097233 | 0.95206 | 0.091554 | 0.00027096 | 0.00047305 | 0.0002604 | 0.33059 | 0.33085
0.32699 | 0.0070084 | 0.58147 | 0.00044925 | 0.087167 | 0.49704 | 0.0038362 | 0.33083 | 0.097105 | 0.95219 | 0.091544 | 0.00027099 | 0.00047305 | 0.00026041 | 0.33059 | 0.33085
0.327 | 0.0069992 | 0.58109 | 0.00044837 | 0.087168 | 0.49704 | 0.0038361 | 0.33084 | 0.097041 | 0.95225 | 0.091538 | 0.00027101 | 0.00047305 | 0.00026042 | 0.33059 | 0.33085
0.32701 | 0.0069946 | 0.58089 | 0.00044792 | 0.087168 | 0.49703 | 0.003836 | 0.33084 | 0.097009 | 0.95229 | 0.091536 | 0.00027101 | 0.00047305 | 0.00026042 | 0.33059 | 0.33085
0.32701 | 0.0069922 | 0.58079 | 0.0004477 | 0.087168 | 0.49703 | 0.003836 | 0.33084 | 0.096992 | 0.9523 | 0.091534 | 0.00027102 | 0.00047305 | 0.00026042 | 0.33059 | 0.33085
0.32701 | 0.006991 | 0.58074 | 0.00044759 | 0.087168 | 0.49703 | 0.003836 | 0.33084 | 0.096984 | 0.95231 | 0.091534 | 0.00027102 | 0.00047305 | 0.00026042 | 0.33059 | 0.33085
0.32701 | 0.0069904 | 0.58072 | 0.00044753 | 0.087169 | 0.49703 | 0.003836 | 0.33085 | 0.09698 | 0.95231 | 0.091533 | 0.00027102 | 0.00047305 | 0.00026042 | 0.33059 | 0.33085
0.32701 | 0.0069901 | 0.58071 | 0.0004475 | 0.087169 | 0.49703 | 0.003836 | 0.33085 | 0.096978 | 0.95232 | 0.091533 | 0.00027102 | 0.00047305 | 0.00026042 | 0.33059 | 0.33085
0.32701 | 0.00699 | 0.5807 | 0.00044749 | 0.087169 | 0.49703 | 0.003836 | 0.33085 | 0.096977 | 0.95232 | 0.091533 | 0.00027102 | 0.00047305 | 0.00026042 | 0.33059 | 0.33085
0.32701 | 0.0069899 | 0.5807 | 0.00044748 | 0.087169 | 0.49703 | 0.003836 | 0.33085 | 0.096976 | 0.95232 | 0.091533 | 0.00027102 | 0.00047305 | 0.00026042 | 0.33059 | 0.33085
0.32701 | 0.0069899 | 0.58069 | 0.00044748 | 0.087169 | 0.49703 | 0.003836 | 0.33085 | 0.096976 | 0.95232 | 0.091533 | 0.00027102 | 0.00047305 | 0.00026042 | 0.33059 | 0.33085
0.32701 | 0.0069898 | 0.58069 | 0.00044747 | 0.087169 | 0.49703 | 0.003836 | 0.33085 | 0.096976 | 0.95232 | 0.091533 | 0.00027102 | 0.00047305 | 0.00026042 | 0.33059 | 0.33085
0.32701 | 0.0069898 | 0.58069 | 0.00044747 | 0.087169 | 0.49703 | 0.003836 | 0.33085 | 0.096976 | 0.95232 | 0.091533 | 0.00027102 | 0.00047305 | 0.00026042 | 0.33059 | 0.33085
0.32701 | 0.0069898 | 0.58069 | 0.00044747 | 0.087169 | 0.49703 | 0.003836 | 0.33085 | 0.096976 | 0.95232 | 0.091533 | 0.00027102 | 0.00047305 | 0.00026042 | 0.33059 | 0.33085
0.32701 | 0.0069898 | 0.58069 | 0.00044747 | 0.087169 | 0.49703 | 0.003836 | 0.33085 | 0.096976 | 0.95232 | 0.091533 | 0.00027102 | 0.00047305 | 0.00026042 | 0.33059 | 0.33085
0.32701 | 0.0069898 | 0.58069 | 0.00044747 | 0.087169 | 0.49703 | 0.003836 | 0.33085 | 0.096976 | 0.95232 | 0.091533 | 0.00027102 | 0.00047305 | 0.00026042 | 0.33059 | 0.33085
Segment number |  |  |  |  | 62 | Length | 0.7 |  |  | feet
Est. water depth at upper end of segment | Circ. Seg. Ht. | Central angle | circ. Seg. Area | Flow area | velocity | velocity head | total head | Arc length | Wet. Perim. | Hydraulic Radius | Friction slope | Friction slope | Friction head | Total head | Total head
y2 | h | theta | K | A | V2 | hv2 | H2 | s | Pw | R2 | Sf2 | Sf1 | hf2 | H1 | H2*
(ft) | (ft) | (rad) | (ft^2) | (ft^2) | (ft/s) | (ft) | (ft) | (ft) | (ft) | (ft) | (ft/ft) | (ft/ft) | (ft) | (ft) | (ft)
0.2 | 0.134 | 2.7438 | 0.032858 | 0.054758 | 0.79122 | 0.0097209 | 0.20972 | 0.45821 | 0.59109 | 0.09264 | 0.00067588 | 0.0004477 | 0.00039325 | 0.33085 | 0.33124
0.26076 | 0.073241 | 1.9494 | 0.014226 | 0.07339 | 0.59034 | 0.0054115 | 0.26617 | 0.32554 | 0.72375 | 0.1014 | 0.00033355 | 0.0004477 | 0.00027344 | 0.33085 | 0.33112
0.29323 | 0.040766 | 1.4276 | 0.006105 | 0.081511 | 0.53153 | 0.004387 | 0.29762 | 0.2384 | 0.81089 | 0.10052 | 0.00027357 | 0.0004477 | 0.00025244 | 0.33085 | 0.3311
0.30997 | 0.024027 | 1.0861 | 0.0028072 | 0.084809 | 0.51086 | 0.0040524 | 0.31403 | 0.18139 | 0.86791 | 0.097717 | 0.00026242 | 0.0004477 | 0.00024854 | 0.33085 | 0.33109
0.31851 | 0.015493 | 0.86829 | 0.0014651 | 0.086151 | 0.5029 | 0.0039272 | 0.32243 | 0.145 | 0.90429 | 0.095269 | 0.00026305 | 0.0004477 | 0.00024876 | 0.33085 | 0.33109
0.32284 | 0.011162 | 0.73538 | 0.00089959 | 0.086716 | 0.49962 | 0.0038761 | 0.32671 | 0.12281 | 0.92649 | 0.093597 | 0.00026583 | 0.0004477 | 0.00024974 | 0.33085 | 0.3311
0.32503 | 0.0089713 | 0.65853 | 0.00064948 | 0.086967 | 0.49818 | 0.0038538 | 0.32888 | 0.10998 | 0.93932 | 0.092585 | 0.00026817 | 0.0004477 | 0.00025055 | 0.33085 | 0.3311
0.32614 | 0.0078642 | 0.61622 | 0.00053358 | 0.087082 | 0.49752 | 0.0038436 | 0.32998 | 0.10291 | 0.94639 | 0.092016 | 0.00026966 | 0.0004477 | 0.00025108 | 0.33085 | 0.3311
0.32669 | 0.0073053 | 0.59375 | 0.00047796 | 0.087138 | 0.4972 | 0.0038387 | 0.33053 | 0.099156 | 0.95014 | 0.091711 | 0.00027051 | 0.0004477 | 0.00025137 | 0.33085 | 0.3311
0.32698 | 0.0070232 | 0.58209 | 0.00045067 | 0.087165 | 0.49705 | 0.0038363 | 0.33081 | 0.097209 | 0.95209 | 0.091552 | 0.00027097 | 0.0004477 | 0.00025153 | 0.33085 | 0.3311
0.32712 | 0.0068809 | 0.57612 | 0.0004371 | 0.087179 | 0.49697 | 0.0038351 | 0.33095 | 0.096212 | 0.95308 | 0.091471 | 0.0002712 | 0.0004477 | 0.00025162 | 0.33085 | 0.3311
0.32719 | 0.0068091 | 0.57308 | 0.0004303 | 0.087186 | 0.49693 | 0.0038345 | 0.33103 | 0.095705 | 0.95359 | 0.091429 | 0.00027132 | 0.0004477 | 0.00025166 | 0.33085 | 0.3311
0.32723 | 0.0067729 | 0.57155 | 0.00042689 | 0.087189 | 0.49691 | 0.0038342 | 0.33106 | 0.095448 | 0.95385 | 0.091408 | 0.00027139 | 0.0004477 | 0.00025168 | 0.33085 | 0.3311
0.32725 | 0.0067546 | 0.57077 | 0.00042517 | 0.087191 | 0.4969 | 0.003834 | 0.33108 | 0.095319 | 0.95398 | 0.091397 | 0.00027142 | 0.0004477 | 0.00025169 | 0.33085 | 0.3311
0.32725 | 0.0067454 | 0.57038 | 0.0004243 | 0.087192 | 0.4969 | 0.003834 | 0.33109 | 0.095253 | 0.95404 | 0.091392 | 0.00027143 | 0.0004477 | 0.0002517 | 0.33085 | 0.3311
0.32726 | 0.0067407 | 0.57018 | 0.00042386 | 0.087192 | 0.4969 | 0.0038339 | 0.33109 | 0.09522 | 0.95407 | 0.091389 | 0.00027144 | 0.0004477 | 0.0002517 | 0.33085 | 0.3311
0.32726 | 0.0067384 | 0.57008 | 0.00042364 | 0.087192 | 0.49689 | 0.0038339 | 0.3311 | 0.095203 | 0.95409 | 0.091388 | 0.00027145 | 0.0004477 | 0.0002517 | 0.33085 | 0.3311
0.32726 | 0.0067372 | 0.57003 | 0.00042353 | 0.087193 | 0.49689 | 0.0038339 | 0.3311 | 0.095195 | 0.9541 | 0.091387 | 0.00027145 | 0.0004477 | 0.0002517 | 0.33085 | 0.3311
0.32726 | 0.0067366 | 0.57 | 0.00042348 | 0.087193 | 0.49689 | 0.0038339 | 0.3311 | 0.095191 | 0.9541 | 0.091387 | 0.00027145 | 0.0004477 | 0.0002517 | 0.33085 | 0.3311
0.32726 | 0.0067363 | 0.56999 | 0.00042345 | 0.087193 | 0.49689 | 0.0038339 | 0.3311 | 0.095189 | 0.95411 | 0.091387 | 0.00027145 | 0.0004477 | 0.0002517 | 0.33085 | 0.3311
0.32726 | 0.0067362 | 0.56999 | 0.00042343 | 0.087193 | 0.49689 | 0.0038339 | 0.3311 | 0.095188 | 0.95411 | 0.091387 | 0.00027145 | 0.0004477 | 0.0002517 | 0.33085 | 0.3311
0.32726 | 0.0067361 | 0.56998 | 0.00042343 | 0.087193 | 0.49689 | 0.0038339 | 0.3311 | 0.095187 | 0.95411 | 0.091387 | 0.00027145 | 0.0004477 | 0.0002517 | 0.33085 | 0.3311
0.32726 | 0.006736 | 0.56998 | 0.00042342 | 0.087193 | 0.49689 | 0.0038339 | 0.3311 | 0.095187 | 0.95411 | 0.091387 | 0.00027145 | 0.0004477 | 0.0002517 | 0.33085 | 0.3311
0.32726 | 0.006736 | 0.56998 | 0.00042342 | 0.087193 | 0.49689 | 0.0038339 | 0.3311 | 0.095187 | 0.95411 | 0.091387 | 0.00027145 | 0.0004477 | 0.0002517 | 0.33085 | 0.3311
0.32726 | 0.006736 | 0.56998 | 0.00042342 | 0.087193 | 0.49689 | 0.0038339 | 0.3311 | 0.095187 | 0.95411 | 0.091387 | 0.00027145 | 0.0004477 | 0.0002517 | 0.33085 | 0.3311
0.32726 | 0.006736 | 0.56998 | 0.00042342 | 0.087193 | 0.49689 | 0.0038339 | 0.3311 | 0.095187 | 0.95411 | 0.091387 | 0.00027145 | 0.0004477 | 0.0002517 | 0.33085 | 0.3311
0.32726 | 0.006736 | 0.56998 | 0.00042342 | 0.087193 | 0.49689 | 0.0038339 | 0.3311 | 0.095186 | 0.95411 | 0.091387 | 0.00027145 | 0.0004477 | 0.0002517 | 0.33085 | 0.3311
0.32726 | 0.006736 | 0.56998 | 0.00042342 | 0.087193 | 0.49689 | 0.0038339 | 0.3311 | 0.095186 | 0.95411 | 0.091387 | 0.00027145 | 0.0004477 | 0.0002517 | 0.33085 | 0.3311
Segment number |  |  |  |  | 63 | Length | 0.7 |  |  | feet
Est. water depth at upper end of segment | Circ. Seg. Ht. | Central angle | circ. Seg. Area | Flow area | velocity | velocity head | total head | Arc length | Wet. Perim. | Hydraulic Radius | Friction slope | Friction slope | Friction head | Total head | Total head
y2 | h | theta | K | A | V2 | hv2 | H2 | s | Pw | R2 | Sf2 | Sf1 | hf2 | H1 | H2*
(ft) | (ft) | (rad) | (ft^2) | (ft^2) | (ft/s) | (ft) | (ft) | (ft) | (ft) | (ft) | (ft/ft) | (ft/ft) | (ft) | (ft) | (ft)
0.2 | 0.134 | 2.7438 | 0.032858 | 0.054758 | 0.79122 | 0.0097209 | 0.20972 | 0.45821 | 0.59109 | 0.09264 | 0.00067588 | 0.00042364 | 0.00038483 | 0.3311 | 0.33148
0.26088 | 0.073119 | 1.9476 | 0.014192 | 0.073424 | 0.59007 | 0.0054066 | 0.26629 | 0.32525 | 0.72405 | 0.10141 | 0.00033322 | 0.00042364 | 0.0002649 | 0.3311 | 0.33136
0.29342 | 0.040581 | 1.4242 | 0.0060646 | 0.081551 | 0.53126 | 0.0043826 | 0.2978 | 0.23784 | 0.81146 | 0.1005 | 0.00027337 | 0.00042364 | 0.00024396 | 0.3311 | 0.33134
0.31019 | 0.023811 | 1.0811 | 0.0027699 | 0.084846 | 0.51063 | 0.0040489 | 0.31424 | 0.18055 | 0.86875 | 0.097665 | 0.00026237 | 0.00042364 | 0.00024011 | 0.3311 | 0.33134
0.31874 | 0.015261 | 0.86167 | 0.0014327 | 0.086183 | 0.50271 | 0.0039242 | 0.32266 | 0.1439 | 0.9054 | 0.095189 | 0.00026315 | 0.00042364 | 0.00024038 | 0.3311 | 0.33134
0.32308 | 0.010923 | 0.72738 | 0.00087106 | 0.086745 | 0.49946 | 0.0038736 | 0.32695 | 0.12147 | 0.92782 | 0.093493 | 0.00026605 | 0.00042364 | 0.00024139 | 0.3311 | 0.33134
0.32527 | 0.0087289 | 0.6495 | 0.00062347 | 0.086993 | 0.49804 | 0.0038515 | 0.32912 | 0.10847 | 0.94083 | 0.092464 | 0.00026847 | 0.00042364 | 0.00024224 | 0.3311 | 0.33134
0.32638 | 0.0076202 | 0.6065 | 0.00050905 | 0.087107 | 0.49738 | 0.0038414 | 0.33022 | 0.10129 | 0.94801 | 0.091884 | 0.00027002 | 0.00042364 | 0.00024278 | 0.3311 | 0.33134
0.32694 | 0.0070605 | 0.58364 | 0.00045424 | 0.087162 | 0.49707 | 0.0038366 | 0.33078 | 0.097468 | 0.95183 | 0.091573 | 0.0002709 | 0.00042364 | 0.00024309 | 0.3311 | 0.33134
0.32722 | 0.006778 | 0.57177 | 0.00042737 | 0.087189 | 0.49692 | 0.0038342 | 0.33106 | 0.095485 | 0.95381 | 0.091411 | 0.00027138 | 0.00042364 | 0.00024326 | 0.3311 | 0.33134
0.32736 | 0.0066356 | 0.56568 | 0.00041402 | 0.087202 | 0.49684 | 0.0038331 | 0.3312 | 0.094469 | 0.95483 | 0.091328 | 0.00027162 | 0.00042364 | 0.00024334 | 0.3311 | 0.33134
0.32744 | 0.0065637 | 0.56259 | 0.00040734 | 0.087209 | 0.4968 | 0.0038325 | 0.33127 | 0.093953 | 0.95534 | 0.091285 | 0.00027175 | 0.00042364 | 0.00024339 | 0.3311 | 0.33134
0.32747 | 0.0065275 | 0.56103 | 0.00040399 | 0.087212 | 0.49678 | 0.0038322 | 0.3313 | 0.093691 | 0.9556 | 0.091264 | 0.00027182 | 0.00042364 | 0.00024341 | 0.3311 | 0.33134
0.32749 | 0.0065092 | 0.56024 | 0.0004023 | 0.087214 | 0.49677 | 0.003832 | 0.33132 | 0.093559 | 0.95574 | 0.091253 | 0.00027185 | 0.00042364 | 0.00024342 | 0.3311 | 0.33134
0.3275 | 0.0065 | 0.55984 | 0.00040144 | 0.087215 | 0.49677 | 0.003832 | 0.33133 | 0.093493 | 0.9558 | 0.091248 | 0.00027186 | 0.00042364 | 0.00024343 | 0.3311 | 0.33134
0.3275 | 0.0064953 | 0.55963 | 0.00040102 | 0.087215 | 0.49677 | 0.0038319 | 0.33134 | 0.093459 | 0.95584 | 0.091245 | 0.00027187 | 0.00042364 | 0.00024343 | 0.3311 | 0.33134
0.32751 | 0.006493 | 0.55953 | 0.0004008 | 0.087215 | 0.49676 | 0.0038319 | 0.33134 | 0.093442 | 0.95585 | 0.091243 | 0.00027188 | 0.00042364 | 0.00024343 | 0.3311 | 0.33134
0.32751 | 0.0064918 | 0.55948 | 0.00040069 | 0.087215 | 0.49676 | 0.0038319 | 0.33134 | 0.093433 | 0.95586 | 0.091243 | 0.00027188 | 0.00042364 | 0.00024343 | 0.3311 | 0.33134
0.32751 | 0.0064912 | 0.55946 | 0.00040063 | 0.087215 | 0.49676 | 0.0038319 | 0.33134 | 0.093429 | 0.95587 | 0.091242 | 0.00027188 | 0.00042364 | 0.00024343 | 0.3311 | 0.33134
0.32751 | 0.0064909 | 0.55944 | 0.00040061 | 0.087215 | 0.49676 | 0.0038319 | 0.33134 | 0.093427 | 0.95587 | 0.091242 | 0.00027188 | 0.00042364 | 0.00024343 | 0.3311 | 0.33134
0.32751 | 0.0064907 | 0.55944 | 0.00040059 | 0.087215 | 0.49676 | 0.0038319 | 0.33134 | 0.093426 | 0.95587 | 0.091242 | 0.00027188 | 0.00042364 | 0.00024343 | 0.3311 | 0.33134
0.32751 | 0.0064906 | 0.55943 | 0.00040059 | 0.087215 | 0.49676 | 0.0038319 | 0.33134 | 0.093425 | 0.95587 | 0.091242 | 0.00027188 | 0.00042364 | 0.00024343 | 0.3311 | 0.33134
0.32751 | 0.0064906 | 0.55943 | 0.00040058 | 0.087216 | 0.49676 | 0.0038319 | 0.33134 | 0.093425 | 0.95587 | 0.091242 | 0.00027188 | 0.00042364 | 0.00024343 | 0.3311 | 0.33134
0.32751 | 0.0064906 | 0.55943 | 0.00040058 | 0.087216 | 0.49676 | 0.0038319 | 0.33134 | 0.093425 | 0.95587 | 0.091242 | 0.00027188 | 0.00042364 | 0.00024343 | 0.3311 | 0.33134
0.32751 | 0.0064906 | 0.55943 | 0.00040058 | 0.087216 | 0.49676 | 0.0038319 | 0.33134 | 0.093425 | 0.95587 | 0.091242 | 0.00027188 | 0.00042364 | 0.00024343 | 0.3311 | 0.33134
0.32751 | 0.0064906 | 0.55943 | 0.00040058 | 0.087216 | 0.49676 | 0.0038319 | 0.33134 | 0.093425 | 0.95587 | 0.091242 | 0.00027188 | 0.00042364 | 0.00024343 | 0.3311 | 0.33134
0.32751 | 0.0064906 | 0.55943 | 0.00040058 | 0.087216 | 0.49676 | 0.0038319 | 0.33134 | 0.093425 | 0.95587 | 0.091242 | 0.00027188 | 0.00042364 | 0.00024343 | 0.3311 | 0.33134
0.32751 | 0.0064906 | 0.55943 | 0.00040058 | 0.087216 | 0.49676 | 0.0038319 | 0.33134 | 0.093425 | 0.95587 | 0.091242 | 0.00027188 | 0.00042364 | 0.00024343 | 0.3311 | 0.33134
Segment number |  |  |  |  | 64 | Length | 0.7 |  |  | feet
Est. water depth at upper end of segment | Circ. Seg. Ht. | Central angle | circ. Seg. Area | Flow area | velocity | velocity head | total head | Arc length | Wet. Perim. | Hydraulic Radius | Friction slope | Friction slope | Friction head | Total head | Total head
y2 | h | theta | K | A | V2 | hv2 | H2 | s | Pw | R2 | Sf2 | Sf1 | hf2 | H1 | H2*
(ft) | (ft) | (rad) | (ft^2) | (ft^2) | (ft/s) | (ft) | (ft) | (ft) | (ft) | (ft) | (ft/ft) | (ft/ft) | (ft) | (ft) | (ft)
0.2 | 0.134 | 2.7438 | 0.032858 | 0.054758 | 0.79122 | 0.0097209 | 0.20972 | 0.45821 | 0.59109 | 0.09264 | 0.00067588 | 0.0004008 | 0.00037684 | 0.33134 | 0.33172
0.261 | 0.073001 | 1.9459 | 0.01416 | 0.073457 | 0.58981 | 0.0054018 | 0.2664 | 0.32496 | 0.72433 | 0.10141 | 0.00033291 | 0.0004008 | 0.0002568 | 0.33134 | 0.3316
0.2936 | 0.040403 | 1.4209 | 0.0060256 | 0.08159 | 0.53101 | 0.0043785 | 0.29798 | 0.23729 | 0.812 | 0.10048 | 0.00027318 | 0.0004008 | 0.00023589 | 0.33134 | 0.33158
0.3104 | 0.023602 | 1.0762 | 0.002734 | 0.084882 | 0.51042 | 0.0040455 | 0.31444 | 0.17973 | 0.86956 | 0.097615 | 0.00026233 | 0.0004008 | 0.0002321 | 0.33134 | 0.33157
0.31896 | 0.015037 | 0.85523 | 0.0014015 | 0.086215 | 0.50253 | 0.0039214 | 0.32288 | 0.14282 | 0.90647 | 0.09511 | 0.00026325 | 0.0004008 | 0.00023242 | 0.33134 | 0.33157
0.32331 | 0.010692 | 0.71956 | 0.00084373 | 0.086772 | 0.4993 | 0.0038711 | 0.32718 | 0.12017 | 0.92913 | 0.093391 | 0.00026627 | 0.0004008 | 0.00023347 | 0.33134 | 0.33157
0.32551 | 0.0084943 | 0.64063 | 0.00059864 | 0.087017 | 0.49789 | 0.0038493 | 0.32936 | 0.10699 | 0.94231 | 0.092345 | 0.00026878 | 0.0004008 | 0.00023435 | 0.33134 | 0.33158
0.32662 | 0.007384 | 0.59696 | 0.00048568 | 0.08713 | 0.49725 | 0.0038394 | 0.33046 | 0.099692 | 0.9496 | 0.091755 | 0.00027039 | 0.0004008 | 0.00023491 | 0.33134 | 0.33158
0.32718 | 0.0068236 | 0.5737 | 0.00043167 | 0.087184 | 0.49694 | 0.0038346 | 0.33101 | 0.095807 | 0.95349 | 0.091437 | 0.0002713 | 0.0004008 | 0.00023523 | 0.33134 | 0.33158
0.32746 | 0.0065408 | 0.5616 | 0.00040522 | 0.087211 | 0.49679 | 0.0038323 | 0.33129 | 0.093788 | 0.95551 | 0.091272 | 0.00027179 | 0.0004008 | 0.00023541 | 0.33134 | 0.33158
0.3276 | 0.0063982 | 0.55541 | 0.00039209 | 0.087224 | 0.49671 | 0.0038311 | 0.33143 | 0.092753 | 0.95654 | 0.091187 | 0.00027205 | 0.0004008 | 0.0002355 | 0.33134 | 0.33158
0.32767 | 0.0063263 | 0.55226 | 0.00038552 | 0.087231 | 0.49668 | 0.0038306 | 0.3315 | 0.092227 | 0.95707 | 0.091144 | 0.00027218 | 0.0004008 | 0.00023554 | 0.33134 | 0.33158
0.32771 | 0.00629 | 0.55066 | 0.00038222 | 0.087234 | 0.49666 | 0.0038303 | 0.33154 | 0.09196 | 0.95733 | 0.091122 | 0.00027225 | 0.0004008 | 0.00023557 | 0.33134 | 0.33158
0.32773 | 0.0062717 | 0.54985 | 0.00038056 | 0.087236 | 0.49665 | 0.0038301 | 0.33156 | 0.091826 | 0.95747 | 0.091111 | 0.00027228 | 0.0004008 | 0.00023558 | 0.33134 | 0.33158
0.32774 | 0.0062625 | 0.54945 | 0.00037973 | 0.087236 | 0.49664 | 0.0038301 | 0.33157 | 0.091758 | 0.95754 | 0.091105 | 0.0002723 | 0.0004008 | 0.00023558 | 0.33134 | 0.33158
0.32774 | 0.0062578 | 0.54924 | 0.00037931 | 0.087237 | 0.49664 | 0.00383 | 0.33157 | 0.091723 | 0.95757 | 0.091102 | 0.0002723 | 0.0004008 | 0.00023559 | 0.33134 | 0.33158
0.32774 | 0.0062555 | 0.54914 | 0.00037909 | 0.087237 | 0.49664 | 0.00383 | 0.33157 | 0.091706 | 0.95759 | 0.091101 | 0.00027231 | 0.0004008 | 0.00023559 | 0.33134 | 0.33158
0.32775 | 0.0062543 | 0.54909 | 0.00037899 | 0.087237 | 0.49664 | 0.00383 | 0.33158 | 0.091697 | 0.9576 | 0.0911 | 0.00027231 | 0.0004008 | 0.00023559 | 0.33134 | 0.33158
0.32775 | 0.0062537 | 0.54906 | 0.00037893 | 0.087237 | 0.49664 | 0.00383 | 0.33158 | 0.091693 | 0.9576 | 0.0911 | 0.00027231 | 0.0004008 | 0.00023559 | 0.33134 | 0.33158
0.32775 | 0.0062534 | 0.54905 | 0.0003789 | 0.087237 | 0.49664 | 0.00383 | 0.33158 | 0.091691 | 0.9576 | 0.091099 | 0.00027231 | 0.0004008 | 0.00023559 | 0.33134 | 0.33158
0.32775 | 0.0062532 | 0.54904 | 0.00037889 | 0.087237 | 0.49664 | 0.00383 | 0.33158 | 0.09169 | 0.9576 | 0.091099 | 0.00027231 | 0.0004008 | 0.00023559 | 0.33134 | 0.33158
0.32775 | 0.0062532 | 0.54904 | 0.00037888 | 0.087237 | 0.49664 | 0.00383 | 0.33158 | 0.091689 | 0.95761 | 0.091099 | 0.00027231 | 0.0004008 | 0.00023559 | 0.33134 | 0.33158
0.32775 | 0.0062531 | 0.54903 | 0.00037888 | 0.087237 | 0.49664 | 0.00383 | 0.33158 | 0.091689 | 0.95761 | 0.091099 | 0.00027231 | 0.0004008 | 0.00023559 | 0.33134 | 0.33158
0.32775 | 0.0062531 | 0.54903 | 0.00037888 | 0.087237 | 0.49664 | 0.00383 | 0.33158 | 0.091689 | 0.95761 | 0.091099 | 0.00027231 | 0.0004008 | 0.00023559 | 0.33134 | 0.33158
0.32775 | 0.0062531 | 0.54903 | 0.00037888 | 0.087237 | 0.49664 | 0.00383 | 0.33158 | 0.091689 | 0.95761 | 0.091099 | 0.00027231 | 0.0004008 | 0.00023559 | 0.33134 | 0.33158
0.32775 | 0.0062531 | 0.54903 | 0.00037888 | 0.087237 | 0.49664 | 0.00383 | 0.33158 | 0.091688 | 0.95761 | 0.091099 | 0.00027231 | 0.0004008 | 0.00023559 | 0.33134 | 0.33158
0.32775 | 0.0062531 | 0.54903 | 0.00037888 | 0.087237 | 0.49664 | 0.00383 | 0.33158 | 0.091688 | 0.95761 | 0.091099 | 0.00027231 | 0.0004008 | 0.00023559 | 0.33134 | 0.33158
0.32775 | 0.0062531 | 0.54903 | 0.00037888 | 0.087237 | 0.49664 | 0.00383 | 0.33158 | 0.091688 | 0.95761 | 0.091099 | 0.00027231 | 0.0004008 | 0.00023559 | 0.33134 | 0.33158
Segment number |  |  |  |  | 65 | Length | 0.7 |  |  | feet
Est. water depth at upper end of segment | Circ. Seg. Ht. | Central angle | circ. Seg. Area | Flow area | velocity | velocity head | total head | Arc length | Wet. Perim. | Hydraulic Radius | Friction slope | Friction slope | Friction head | Total head | Total head
y2 | h | theta | K | A | V2 | hv2 | H2 | s | Pw | R2 | Sf2 | Sf1 | hf2 | H1 | H2*
(ft) | (ft) | (rad) | (ft^2) | (ft^2) | (ft/s) | (ft) | (ft) | (ft) | (ft) | (ft) | (ft/ft) | (ft/ft) | (ft) | (ft) | (ft)
0.2 | 0.134 | 2.7438 | 0.032858 | 0.054758 | 0.79122 | 0.0097209 | 0.20972 | 0.45821 | 0.59109 | 0.09264 | 0.00067588 | 0.00037909 | 0.00036924 | 0.33158 | 0.33195
0.26111 | 0.072887 | 1.9442 | 0.014128 | 0.073488 | 0.58956 | 0.0053972 | 0.26651 | 0.32469 | 0.72461 | 0.10142 | 0.0003326 | 0.00037909 | 0.00024909 | 0.33158 | 0.33183
0.29377 | 0.040229 | 1.4177 | 0.0059879 | 0.081628 | 0.53077 | 0.0043744 | 0.29815 | 0.23676 | 0.81254 | 0.10046 | 0.000273 | 0.00037909 | 0.00022823 | 0.33158 | 0.33181
0.3106 | 0.023399 | 1.0715 | 0.0026994 | 0.084917 | 0.51021 | 0.0040422 | 0.31464 | 0.17894 | 0.87035 | 0.097566 | 0.00026229 | 0.00037909 | 0.00022449 | 0.33158 | 0.3318
0.31918 | 0.01482 | 0.84894 | 0.0013716 | 0.086245 | 0.50236 | 0.0039187 | 0.3231 | 0.14177 | 0.90752 | 0.095033 | 0.00026335 | 0.00037909 | 0.00022486 | 0.33158 | 0.3318
0.32353 | 0.010468 | 0.71191 | 0.00081754 | 0.086799 | 0.49915 | 0.0038688 | 0.3274 | 0.11889 | 0.93041 | 0.093291 | 0.00026649 | 0.00037909 | 0.00022595 | 0.33158 | 0.3318
0.32573 | 0.0082672 | 0.63194 | 0.00057491 | 0.087041 | 0.49776 | 0.0038472 | 0.32958 | 0.10553 | 0.94376 | 0.092228 | 0.00026909 | 0.00037909 | 0.00022686 | 0.33158 | 0.3318
0.32684 | 0.0071553 | 0.58758 | 0.00046339 | 0.087153 | 0.49712 | 0.0038374 | 0.33068 | 0.098125 | 0.95117 | 0.091627 | 0.00027075 | 0.00037909 | 0.00022744 | 0.33158 | 0.3318
0.32741 | 0.0065942 | 0.56391 | 0.00041017 | 0.087206 | 0.49682 | 0.0038327 | 0.33124 | 0.094172 | 0.95512 | 0.091303 | 0.0002717 | 0.00037909 | 0.00022778 | 0.33158 | 0.3318
0.32769 | 0.0063111 | 0.55159 | 0.00038414 | 0.087232 | 0.49667 | 0.0038304 | 0.33152 | 0.092116 | 0.95718 | 0.091134 | 0.00027221 | 0.00037909 | 0.00022795 | 0.33158 | 0.3318
0.32783 | 0.0061684 | 0.54528 | 0.00037123 | 0.087245 | 0.4966 | 0.0038293 | 0.33166 | 0.091061 | 0.95823 | 0.091048 | 0.00027247 | 0.00037909 | 0.00022805 | 0.33158 | 0.3318
0.3279 | 0.0060964 | 0.54207 | 0.00036477 | 0.087251 | 0.49656 | 0.0038287 | 0.33173 | 0.090525 | 0.95877 | 0.091003 | 0.00027261 | 0.00037909 | 0.0002281 | 0.33158 | 0.3318
0.32794 | 0.00606 | 0.54044 | 0.00036153 | 0.087255 | 0.49654 | 0.0038285 | 0.33177 | 0.090253 | 0.95904 | 0.090981 | 0.00027268 | 0.00037909 | 0.00022812 | 0.33158 | 0.33181
0.32796 | 0.0060417 | 0.53962 | 0.0003599 | 0.087256 | 0.49653 | 0.0038283 | 0.33179 | 0.090116 | 0.95918 | 0.09097 | 0.00027271 | 0.00037909 | 0.00022813 | 0.33158 | 0.33181
0.32797 | 0.0060325 | 0.5392 | 0.00035908 | 0.087257 | 0.49653 | 0.0038282 | 0.3318 | 0.090047 | 0.95925 | 0.090964 | 0.00027273 | 0.00037909 | 0.00022814 | 0.33158 | 0.33181
0.32797 | 0.0060279 | 0.53899 | 0.00035867 | 0.087257 | 0.49652 | 0.0038282 | 0.3318 | 0.090012 | 0.95928 | 0.090961 | 0.00027274 | 0.00037909 | 0.00022814 | 0.33158 | 0.33181
0.32797 | 0.0060255 | 0.53889 | 0.00035846 | 0.087258 | 0.49652 | 0.0038282 | 0.3318 | 0.089994 | 0.9593 | 0.09096 | 0.00027274 | 0.00037909 | 0.00022814 | 0.33158 | 0.33181
0.32798 | 0.0060243 | 0.53883 | 0.00035835 | 0.087258 | 0.49652 | 0.0038282 | 0.3318 | 0.089985 | 0.95931 | 0.090959 | 0.00027275 | 0.00037909 | 0.00022814 | 0.33158 | 0.33181
0.32798 | 0.0060237 | 0.53881 | 0.0003583 | 0.087258 | 0.49652 | 0.0038282 | 0.3318 | 0.089981 | 0.95931 | 0.090959 | 0.00027275 | 0.00037909 | 0.00022814 | 0.33158 | 0.33181
0.32798 | 0.0060234 | 0.53879 | 0.00035827 | 0.087258 | 0.49652 | 0.0038282 | 0.3318 | 0.089979 | 0.95932 | 0.090958 | 0.00027275 | 0.00037909 | 0.00022814 | 0.33158 | 0.33181
0.32798 | 0.0060233 | 0.53879 | 0.00035826 | 0.087258 | 0.49652 | 0.0038282 | 0.3318 | 0.089977 | 0.95932 | 0.090958 | 0.00027275 | 0.00037909 | 0.00022814 | 0.33158 | 0.33181
0.32798 | 0.0060232 | 0.53878 | 0.00035825 | 0.087258 | 0.49652 | 0.0038282 | 0.3318 | 0.089977 | 0.95932 | 0.090958 | 0.00027275 | 0.00037909 | 0.00022814 | 0.33158 | 0.33181
0.32798 | 0.0060232 | 0.53878 | 0.00035825 | 0.087258 | 0.49652 | 0.0038282 | 0.33181 | 0.089977 | 0.95932 | 0.090958 | 0.00027275 | 0.00037909 | 0.00022814 | 0.33158 | 0.33181
0.32798 | 0.0060231 | 0.53878 | 0.00035825 | 0.087258 | 0.49652 | 0.0038282 | 0.33181 | 0.089976 | 0.95932 | 0.090958 | 0.00027275 | 0.00037909 | 0.00022814 | 0.33158 | 0.33181
0.32798 | 0.0060231 | 0.53878 | 0.00035825 | 0.087258 | 0.49652 | 0.0038282 | 0.33181 | 0.089976 | 0.95932 | 0.090958 | 0.00027275 | 0.00037909 | 0.00022814 | 0.33158 | 0.33181
0.32798 | 0.0060231 | 0.53878 | 0.00035825 | 0.087258 | 0.49652 | 0.0038282 | 0.33181 | 0.089976 | 0.95932 | 0.090958 | 0.00027275 | 0.00037909 | 0.00022814 | 0.33158 | 0.33181
0.32798 | 0.0060231 | 0.53878 | 0.00035825 | 0.087258 | 0.49652 | 0.0038282 | 0.33181 | 0.089976 | 0.95932 | 0.090958 | 0.00027275 | 0.00037909 | 0.00022814 | 0.33158 | 0.33181
0.32798 | 0.0060231 | 0.53878 | 0.00035825 | 0.087258 | 0.49652 | 0.0038282 | 0.33181 | 0.089976 | 0.95932 | 0.090958 | 0.00027275 | 0.00037909 | 0.00022814 | 0.33158 | 0.33181
Segment number |  |  |  |  | 66 | Length | 0.7 |  |  | feet
Est. water depth at upper end of segment | Circ. Seg. Ht. | Central angle | circ. Seg. Area | Flow area | velocity | velocity head | total head | Arc length | Wet. Perim. | Hydraulic Radius | Friction slope | Friction slope | Friction head | Total head | Total head
y2 | h | theta | K | A | V2 | hv2 | H2 | s | Pw | R2 | Sf2 | Sf1 | hf2 | H1 | H2*
(ft) | (ft) | (rad) | (ft^2) | (ft^2) | (ft/s) | (ft) | (ft) | (ft) | (ft) | (ft) | (ft/ft) | (ft/ft) | (ft) | (ft) | (ft)
0.2 | 0.134 | 2.7438 | 0.032858 | 0.054758 | 0.79122 | 0.0097209 | 0.20972 | 0.45821 | 0.59109 | 0.09264 | 0.00067588 | 0.00035846 | 0.00036202 | 0.33181 | 0.33217
0.26122 | 0.072777 | 1.9426 | 0.014098 | 0.073518 | 0.58931 | 0.0053927 | 0.26662 | 0.32442 | 0.72487 | 0.10142 | 0.0003323 | 0.00035846 | 0.00024177 | 0.33181 | 0.33205
0.29394 | 0.040061 | 1.4146 | 0.0059514 | 0.081665 | 0.53053 | 0.0043705 | 0.29831 | 0.23624 | 0.81305 | 0.10044 | 0.00027283 | 0.00035846 | 0.00022095 | 0.33181 | 0.33203
0.3108 | 0.023203 | 1.0669 | 0.002666 | 0.08495 | 0.51001 | 0.004039 | 0.31484 | 0.17817 | 0.87112 | 0.097518 | 0.00026226 | 0.00035846 | 0.00021725 | 0.33181 | 0.33202
0.31939 | 0.01461 | 0.84281 | 0.0013428 | 0.086273 | 0.50219 | 0.003916 | 0.32331 | 0.14075 | 0.90855 | 0.094958 | 0.00026345 | 0.00035846 | 0.00021767 | 0.33181 | 0.33202
0.32375 | 0.010252 | 0.70442 | 0.00079242 | 0.086824 | 0.499 | 0.0038665 | 0.32761 | 0.11764 | 0.93166 | 0.093193 | 0.00026671 | 0.00035846 | 0.00021881 | 0.33181 | 0.33202
0.32595 | 0.0080471 | 0.6234 | 0.00055222 | 0.087064 | 0.49763 | 0.0038452 | 0.3298 | 0.10411 | 0.94519 | 0.092113 | 0.0002694 | 0.00035846 | 0.00021975 | 0.33181 | 0.33202
0.32707 | 0.0069338 | 0.57834 | 0.00044212 | 0.087174 | 0.497 | 0.0038355 | 0.3309 | 0.096583 | 0.95271 | 0.091501 | 0.00027111 | 0.00035846 | 0.00022035 | 0.33181 | 0.33203
0.32763 | 0.006372 | 0.55426 | 0.00038969 | 0.087226 | 0.4967 | 0.0038309 | 0.33146 | 0.092562 | 0.95673 | 0.091171 | 0.0002721 | 0.00035846 | 0.00022069 | 0.33181 | 0.33203
0.32791 | 0.0060886 | 0.54172 | 0.00036408 | 0.087252 | 0.49655 | 0.0038287 | 0.33174 | 0.090467 | 0.95883 | 0.090999 | 0.00027262 | 0.00035846 | 0.00022088 | 0.33181 | 0.33203
0.32805 | 0.0059457 | 0.53528 | 0.00035138 | 0.087265 | 0.49648 | 0.0038276 | 0.33188 | 0.089392 | 0.9599 | 0.09091 | 0.0002729 | 0.00035846 | 0.00022097 | 0.33181 | 0.33203
0.32813 | 0.0058736 | 0.53201 | 0.00034504 | 0.087271 | 0.49645 | 0.003827 | 0.33195 | 0.088846 | 0.96045 | 0.090865 | 0.00027304 | 0.00035846 | 0.00022102 | 0.33181 | 0.33203
0.32816 | 0.0058373 | 0.53035 | 0.00034185 | 0.087274 | 0.49643 | 0.0038267 | 0.33199 | 0.088569 | 0.96073 | 0.090842 | 0.00027311 | 0.00035846 | 0.00022105 | 0.33181 | 0.33203
0.32818 | 0.005819 | 0.52952 | 0.00034025 | 0.087276 | 0.49642 | 0.0038266 | 0.33201 | 0.088429 | 0.96087 | 0.09083 | 0.00027315 | 0.00035846 | 0.00022106 | 0.33181 | 0.33203
0.32819 | 0.0058097 | 0.52909 | 0.00033944 | 0.087277 | 0.49641 | 0.0038265 | 0.33202 | 0.088358 | 0.96094 | 0.090825 | 0.00027316 | 0.00035846 | 0.00022107 | 0.33181 | 0.33203
0.32819 | 0.0058051 | 0.52888 | 0.00033904 | 0.087277 | 0.49641 | 0.0038265 | 0.33202 | 0.088323 | 0.96097 | 0.090822 | 0.00027317 | 0.00035846 | 0.00022107 | 0.33181 | 0.33203
0.3282 | 0.0058027 | 0.52877 | 0.00033883 | 0.087277 | 0.49641 | 0.0038265 | 0.33202 | 0.088305 | 0.96099 | 0.09082 | 0.00027318 | 0.00035846 | 0.00022107 | 0.33181 | 0.33203
0.3282 | 0.0058015 | 0.52872 | 0.00033873 | 0.087277 | 0.49641 | 0.0038265 | 0.33202 | 0.088296 | 0.961 | 0.090819 | 0.00027318 | 0.00035846 | 0.00022107 | 0.33181 | 0.33203
0.3282 | 0.0058009 | 0.52869 | 0.00033867 | 0.087277 | 0.49641 | 0.0038264 | 0.33203 | 0.088291 | 0.961 | 0.090819 | 0.00027318 | 0.00035846 | 0.00022107 | 0.33181 | 0.33203
0.3282 | 0.0058006 | 0.52868 | 0.00033865 | 0.087277 | 0.49641 | 0.0038264 | 0.33203 | 0.088289 | 0.96101 | 0.090819 | 0.00027318 | 0.00035846 | 0.00022107 | 0.33181 | 0.33203
0.3282 | 0.0058005 | 0.52867 | 0.00033864 | 0.087277 | 0.49641 | 0.0038264 | 0.33203 | 0.088288 | 0.96101 | 0.090819 | 0.00027318 | 0.00035846 | 0.00022107 | 0.33181 | 0.33203
0.3282 | 0.0058004 | 0.52867 | 0.00033863 | 0.087277 | 0.49641 | 0.0038264 | 0.33203 | 0.088287 | 0.96101 | 0.090819 | 0.00027318 | 0.00035846 | 0.00022107 | 0.33181 | 0.33203
0.3282 | 0.0058004 | 0.52866 | 0.00033863 | 0.087277 | 0.49641 | 0.0038264 | 0.33203 | 0.088287 | 0.96101 | 0.090819 | 0.00027318 | 0.00035846 | 0.00022107 | 0.33181 | 0.33203
0.3282 | 0.0058003 | 0.52866 | 0.00033862 | 0.087277 | 0.49641 | 0.0038264 | 0.33203 | 0.088287 | 0.96101 | 0.090819 | 0.00027318 | 0.00035846 | 0.00022107 | 0.33181 | 0.33203
0.3282 | 0.0058003 | 0.52866 | 0.00033862 | 0.087277 | 0.49641 | 0.0038264 | 0.33203 | 0.088287 | 0.96101 | 0.090819 | 0.00027318 | 0.00035846 | 0.00022107 | 0.33181 | 0.33203
0.3282 | 0.0058003 | 0.52866 | 0.00033862 | 0.087277 | 0.49641 | 0.0038264 | 0.33203 | 0.088287 | 0.96101 | 0.090819 | 0.00027318 | 0.00035846 | 0.00022107 | 0.33181 | 0.33203
0.3282 | 0.0058003 | 0.52866 | 0.00033862 | 0.087277 | 0.49641 | 0.0038264 | 0.33203 | 0.088287 | 0.96101 | 0.090819 | 0.00027318 | 0.00035846 | 0.00022107 | 0.33181 | 0.33203
0.3282 | 0.0058003 | 0.52866 | 0.00033862 | 0.087277 | 0.49641 | 0.0038264 | 0.33203 | 0.088287 | 0.96101 | 0.090819 | 0.00027318 | 0.00035846 | 0.00022107 | 0.33181 | 0.33203
Segment number |  |  |  |  | 67 | Length | 0.7 |  |  | feet
Est. water depth at upper end of segment | Circ. Seg. Ht. | Central angle | circ. Seg. Area | Flow area | velocity | velocity head | total head | Arc length | Wet. Perim. | Hydraulic Radius | Friction slope | Friction slope | Friction head | Total head | Total head
y2 | h | theta | K | A | V2 | hv2 | H2 | s | Pw | R2 | Sf2 | Sf1 | hf2 | H1 | H2*
(ft) | (ft) | (rad) | (ft^2) | (ft^2) | (ft/s) | (ft) | (ft) | (ft) | (ft) | (ft) | (ft/ft) | (ft/ft) | (ft) | (ft) | (ft)
0.2 | 0.134 | 2.7438 | 0.032858 | 0.054758 | 0.79122 | 0.0097209 | 0.20972 | 0.45821 | 0.59109 | 0.09264 | 0.00067588 | 0.00033883 | 0.00035515 | 0.33203 | 0.33238
0.26133 | 0.07267 | 1.9411 | 0.014068 | 0.073548 | 0.58908 | 0.0053884 | 0.26672 | 0.32416 | 0.72513 | 0.10143 | 0.00033202 | 0.00033883 | 0.0002348 | 0.33203 | 0.33226
0.2941 | 0.039899 | 1.4116 | 0.0059161 | 0.0817 | 0.5303 | 0.0043667 | 0.29847 | 0.23574 | 0.81355 | 0.10042 | 0.00027266 | 0.00033883 | 0.00021402 | 0.33203 | 0.33224
0.31099 | 0.023013 | 1.0624 | 0.0026337 | 0.084982 | 0.50982 | 0.0040359 | 0.31502 | 0.17742 | 0.87187 | 0.097471 | 0.00026223 | 0.00033883 | 0.00021037 | 0.33203 | 0.33224
0.31959 | 0.014406 | 0.83682 | 0.001315 | 0.086301 | 0.50203 | 0.0039135 | 0.32351 | 0.13975 | 0.90955 | 0.094884 | 0.00026356 | 0.00033883 | 0.00021084 | 0.33203 | 0.33224
0.32396 | 0.010041 | 0.69708 | 0.00076832 | 0.086848 | 0.49887 | 0.0038644 | 0.32782 | 0.11641 | 0.93288 | 0.093096 | 0.00026693 | 0.00033883 | 0.00021202 | 0.33203 | 0.33224
0.32617 | 0.0078338 | 0.61501 | 0.0005305 | 0.087086 | 0.4975 | 0.0038433 | 0.33001 | 0.10271 | 0.94659 | 0.092 | 0.0002697 | 0.00033883 | 0.00021299 | 0.33203 | 0.33224
0.32728 | 0.006719 | 0.56925 | 0.00042182 | 0.087194 | 0.49688 | 0.0038337 | 0.33111 | 0.095065 | 0.95423 | 0.091377 | 0.00027148 | 0.00033883 | 0.00021361 | 0.33203 | 0.33224
0.32784 | 0.0061565 | 0.54475 | 0.00037017 | 0.087246 | 0.49659 | 0.0038292 | 0.33167 | 0.090973 | 0.95832 | 0.09104 | 0.00027249 | 0.00033883 | 0.00021396 | 0.33203 | 0.33224
0.32813 | 0.0058728 | 0.53197 | 0.00034497 | 0.087271 | 0.49645 | 0.003827 | 0.33195 | 0.08884 | 0.96045 | 0.090864 | 0.00027304 | 0.00033883 | 0.00021415 | 0.33203 | 0.33224
0.32827 | 0.0057298 | 0.52542 | 0.00033248 | 0.087284 | 0.49638 | 0.0038259 | 0.3321 | 0.087745 | 0.96155 | 0.090774 | 0.00027332 | 0.00033883 | 0.00021425 | 0.33203 | 0.33224
0.32834 | 0.0056577 | 0.52208 | 0.00032625 | 0.08729 | 0.49634 | 0.0038254 | 0.33217 | 0.087188 | 0.96211 | 0.090728 | 0.00027347 | 0.00033883 | 0.00021431 | 0.33203 | 0.33224
0.32838 | 0.0056213 | 0.52039 | 0.00032312 | 0.087293 | 0.49632 | 0.0038251 | 0.3322 | 0.086905 | 0.96239 | 0.090704 | 0.00027354 | 0.00033883 | 0.00021433 | 0.33203 | 0.33224
0.3284 | 0.005603 | 0.51954 | 0.00032154 | 0.087295 | 0.49631 | 0.0038249 | 0.33222 | 0.086763 | 0.96253 | 0.090693 | 0.00027358 | 0.00033883 | 0.00021434 | 0.33203 | 0.33224
0.32841 | 0.0055937 | 0.51911 | 0.00032075 | 0.087295 | 0.49631 | 0.0038249 | 0.33223 | 0.086691 | 0.9626 | 0.090687 | 0.0002736 | 0.00033883 | 0.00021435 | 0.33203 | 0.33224
0.32841 | 0.0055891 | 0.51889 | 0.00032035 | 0.087296 | 0.49631 | 0.0038248 | 0.33224 | 0.086655 | 0.96264 | 0.090684 | 0.00027361 | 0.00033883 | 0.00021435 | 0.33203 | 0.33224
0.32841 | 0.0055867 | 0.51878 | 0.00032015 | 0.087296 | 0.49631 | 0.0038248 | 0.33224 | 0.086636 | 0.96266 | 0.090682 | 0.00027362 | 0.00033883 | 0.00021436 | 0.33203 | 0.33224
0.32841 | 0.0055855 | 0.51872 | 0.00032005 | 0.087296 | 0.4963 | 0.0038248 | 0.33224 | 0.086627 | 0.96267 | 0.090681 | 0.00027362 | 0.00033883 | 0.00021436 | 0.33203 | 0.33224
0.32842 | 0.0055849 | 0.5187 | 0.00032 | 0.087296 | 0.4963 | 0.0038248 | 0.33224 | 0.086622 | 0.96267 | 0.090681 | 0.00027362 | 0.00033883 | 0.00021436 | 0.33203 | 0.33224
0.32842 | 0.0055846 | 0.51868 | 0.00031997 | 0.087296 | 0.4963 | 0.0038248 | 0.33224 | 0.08662 | 0.96267 | 0.090681 | 0.00027362 | 0.00033883 | 0.00021436 | 0.33203 | 0.33224
0.32842 | 0.0055845 | 0.51868 | 0.00031996 | 0.087296 | 0.4963 | 0.0038248 | 0.33224 | 0.086619 | 0.96268 | 0.090681 | 0.00027362 | 0.00033883 | 0.00021436 | 0.33203 | 0.33224
0.32842 | 0.0055844 | 0.51867 | 0.00031995 | 0.087296 | 0.4963 | 0.0038248 | 0.33224 | 0.086618 | 0.96268 | 0.090681 | 0.00027362 | 0.00033883 | 0.00021436 | 0.33203 | 0.33224
0.32842 | 0.0055844 | 0.51867 | 0.00031995 | 0.087296 | 0.4963 | 0.0038248 | 0.33224 | 0.086618 | 0.96268 | 0.090681 | 0.00027362 | 0.00033883 | 0.00021436 | 0.33203 | 0.33224
0.32842 | 0.0055844 | 0.51867 | 0.00031995 | 0.087296 | 0.4963 | 0.0038248 | 0.33224 | 0.086618 | 0.96268 | 0.090681 | 0.00027362 | 0.00033883 | 0.00021436 | 0.33203 | 0.33224
0.32842 | 0.0055843 | 0.51867 | 0.00031995 | 0.087296 | 0.4963 | 0.0038248 | 0.33224 | 0.086618 | 0.96268 | 0.090681 | 0.00027362 | 0.00033883 | 0.00021436 | 0.33203 | 0.33224
0.32842 | 0.0055843 | 0.51867 | 0.00031995 | 0.087296 | 0.4963 | 0.0038248 | 0.33224 | 0.086618 | 0.96268 | 0.090681 | 0.00027362 | 0.00033883 | 0.00021436 | 0.33203 | 0.33224
0.32842 | 0.0055843 | 0.51867 | 0.00031995 | 0.087296 | 0.4963 | 0.0038248 | 0.33224 | 0.086618 | 0.96268 | 0.090681 | 0.00027362 | 0.00033883 | 0.00021436 | 0.33203 | 0.33224
0.32842 | 0.0055843 | 0.51867 | 0.00031995 | 0.087296 | 0.4963 | 0.0038248 | 0.33224 | 0.086618 | 0.96268 | 0.090681 | 0.00027362 | 0.00033883 | 0.00021436 | 0.33203 | 0.33224
Segment number |  |  |  |  | 68 | Length | 0.7 |  |  | feet
Est. water depth at upper end of segment | Circ. Seg. Ht. | Central angle | circ. Seg. Area | Flow area | velocity | velocity head | total head | Arc length | Wet. Perim. | Hydraulic Radius | Friction slope | Friction slope | Friction head | Total head | Total head
y2 | h | theta | K | A | V2 | hv2 | H2 | s | Pw | R2 | Sf2 | Sf1 | hf2 | H1 | H2*
(ft) | (ft) | (rad) | (ft^2) | (ft^2) | (ft/s) | (ft) | (ft) | (ft) | (ft) | (ft) | (ft/ft) | (ft/ft) | (ft) | (ft) | (ft)
0.2 | 0.134 | 2.7438 | 0.032858 | 0.054758 | 0.79122 | 0.0097209 | 0.20972 | 0.45821 | 0.59109 | 0.09264 | 0.00067588 | 0.00032015 | 0.00034861 | 0.33224 | 0.33259
0.26143 | 0.072566 | 1.9396 | 0.014039 | 0.073577 | 0.58885 | 0.0053842 | 0.26682 | 0.32391 | 0.72538 | 0.10143 | 0.00033174 | 0.00032015 | 0.00022816 | 0.33224 | 0.33247
0.29426 | 0.039741 | 1.4087 | 0.0058819 | 0.081734 | 0.53008 | 0.0043631 | 0.29862 | 0.23525 | 0.81404 | 0.10041 | 0.00027249 | 0.00032015 | 0.00020743 | 0.33224 | 0.33245
0.31117 | 0.022828 | 1.058 | 0.0026026 | 0.085014 | 0.50963 | 0.004033 | 0.31521 | 0.17669 | 0.8726 | 0.097425 | 0.0002622 | 0.00032015 | 0.00020382 | 0.33224 | 0.33244
0.31979 | 0.014208 | 0.83097 | 0.0012883 | 0.086328 | 0.50187 | 0.0039111 | 0.3237 | 0.13877 | 0.91052 | 0.094811 | 0.00026366 | 0.00032015 | 0.00020434 | 0.33224 | 0.33244
0.32416 | 0.0098373 | 0.68989 | 0.00074516 | 0.086871 | 0.49873 | 0.0038623 | 0.32803 | 0.11521 | 0.93408 | 0.093001 | 0.00026715 | 0.00032015 | 0.00020556 | 0.33224 | 0.33245
0.32637 | 0.0076268 | 0.60677 | 0.00050972 | 0.087106 | 0.49739 | 0.0038415 | 0.33021 | 0.10133 | 0.94796 | 0.091888 | 0.00027001 | 0.00032015 | 0.00020656 | 0.33224 | 0.33245
0.32749 | 0.0065106 | 0.5603 | 0.00040243 | 0.087214 | 0.49677 | 0.003832 | 0.33132 | 0.09357 | 0.95572 | 0.091254 | 0.00027185 | 0.00032015 | 0.0002072 | 0.33224 | 0.33245
0.32805 | 0.0059475 | 0.53537 | 0.00035154 | 0.087265 | 0.49648 | 0.0038276 | 0.33188 | 0.089406 | 0.95989 | 0.090911 | 0.00027289 | 0.00032015 | 0.00020757 | 0.33224 | 0.33245
0.32834 | 0.0056635 | 0.52235 | 0.00032675 | 0.087289 | 0.49634 | 0.0038254 | 0.33216 | 0.087233 | 0.96206 | 0.090732 | 0.00027346 | 0.00032015 | 0.00020776 | 0.33224 | 0.33245
0.32848 | 0.0055203 | 0.51567 | 0.00031448 | 0.087302 | 0.49627 | 0.0038243 | 0.3323 | 0.086117 | 0.96318 | 0.090639 | 0.00027375 | 0.00032015 | 0.00020787 | 0.33224 | 0.33245
0.32855 | 0.0054482 | 0.51227 | 0.00030835 | 0.087308 | 0.49624 | 0.0038238 | 0.33238 | 0.085549 | 0.96375 | 0.090592 | 0.0002739 | 0.00032015 | 0.00020792 | 0.33224 | 0.33245
0.32859 | 0.0054118 | 0.51055 | 0.00030528 | 0.087311 | 0.49622 | 0.0038235 | 0.33241 | 0.085262 | 0.96403 | 0.090568 | 0.00027398 | 0.00032015 | 0.00020795 | 0.33224 | 0.33245
0.32861 | 0.0053934 | 0.50968 | 0.00030374 | 0.087312 | 0.49621 | 0.0038234 | 0.33243 | 0.085116 | 0.96418 | 0.090556 | 0.00027402 | 0.00032015 | 0.00020796 | 0.33224 | 0.33245
0.32862 | 0.0053842 | 0.50924 | 0.00030296 | 0.087313 | 0.49621 | 0.0038233 | 0.33244 | 0.085043 | 0.96425 | 0.09055 | 0.00027404 | 0.00032015 | 0.00020797 | 0.33224 | 0.33245
0.32862 | 0.0053795 | 0.50902 | 0.00030257 | 0.087314 | 0.49621 | 0.0038233 | 0.33244 | 0.085006 | 0.96429 | 0.090547 | 0.00027405 | 0.00032015 | 0.00020797 | 0.33224 | 0.33245
0.32862 | 0.0053772 | 0.5089 | 0.00030237 | 0.087314 | 0.4962 | 0.0038233 | 0.33245 | 0.084987 | 0.96431 | 0.090546 | 0.00027405 | 0.00032015 | 0.00020797 | 0.33224 | 0.33245
0.32862 | 0.005376 | 0.50885 | 0.00030227 | 0.087314 | 0.4962 | 0.0038233 | 0.33245 | 0.084978 | 0.96432 | 0.090545 | 0.00027406 | 0.00032015 | 0.00020797 | 0.33224 | 0.33245
0.32862 | 0.0053754 | 0.50882 | 0.00030222 | 0.087314 | 0.4962 | 0.0038233 | 0.33245 | 0.084973 | 0.96432 | 0.090544 | 0.00027406 | 0.00032015 | 0.00020797 | 0.33224 | 0.33245
0.32862 | 0.0053751 | 0.50881 | 0.00030219 | 0.087314 | 0.4962 | 0.0038233 | 0.33245 | 0.084971 | 0.96432 | 0.090544 | 0.00027406 | 0.00032015 | 0.00020797 | 0.33224 | 0.33245
0.32863 | 0.005375 | 0.5088 | 0.00030218 | 0.087314 | 0.4962 | 0.0038233 | 0.33245 | 0.084969 | 0.96433 | 0.090544 | 0.00027406 | 0.00032015 | 0.00020797 | 0.33224 | 0.33245
0.32863 | 0.0053749 | 0.5088 | 0.00030217 | 0.087314 | 0.4962 | 0.0038232 | 0.33245 | 0.084969 | 0.96433 | 0.090544 | 0.00027406 | 0.00032015 | 0.00020797 | 0.33224 | 0.33245
0.32863 | 0.0053748 | 0.50879 | 0.00030217 | 0.087314 | 0.4962 | 0.0038232 | 0.33245 | 0.084968 | 0.96433 | 0.090544 | 0.00027406 | 0.00032015 | 0.00020797 | 0.33224 | 0.33245
0.32863 | 0.0053748 | 0.50879 | 0.00030217 | 0.087314 | 0.4962 | 0.0038232 | 0.33245 | 0.084968 | 0.96433 | 0.090544 | 0.00027406 | 0.00032015 | 0.00020797 | 0.33224 | 0.33245
0.32863 | 0.0053748 | 0.50879 | 0.00030217 | 0.087314 | 0.4962 | 0.0038232 | 0.33245 | 0.084968 | 0.96433 | 0.090544 | 0.00027406 | 0.00032015 | 0.00020797 | 0.33224 | 0.33245
0.32863 | 0.0053748 | 0.50879 | 0.00030217 | 0.087314 | 0.4962 | 0.0038232 | 0.33245 | 0.084968 | 0.96433 | 0.090544 | 0.00027406 | 0.00032015 | 0.00020797 | 0.33224 | 0.33245
0.32863 | 0.0053748 | 0.50879 | 0.00030217 | 0.087314 | 0.4962 | 0.0038232 | 0.33245 | 0.084968 | 0.96433 | 0.090544 | 0.00027406 | 0.00032015 | 0.00020797 | 0.33224 | 0.33245
0.32863 | 0.0053748 | 0.50879 | 0.00030217 | 0.087314 | 0.4962 | 0.0038232 | 0.33245 | 0.084968 | 0.96433 | 0.090544 | 0.00027406 | 0.00032015 | 0.00020797 | 0.33224 | 0.33245
Segment number |  |  |  |  | 69 | Length | 0.7 |  |  | feet
Est. water depth at upper end of segment | Circ. Seg. Ht. | Central angle | circ. Seg. Area | Flow area | velocity | velocity head | total head | Arc length | Wet. Perim. | Hydraulic Radius | Friction slope | Friction slope | Friction head | Total head | Total head
y2 | h | theta | K | A | V2 | hv2 | H2 | s | Pw | R2 | Sf2 | Sf1 | hf2 | H1 | H2*
(ft) | (ft) | (rad) | (ft^2) | (ft^2) | (ft/s) | (ft) | (ft) | (ft) | (ft) | (ft) | (ft/ft) | (ft/ft) | (ft) | (ft) | (ft)
0.2 | 0.134 | 2.7438 | 0.032858 | 0.054758 | 0.79122 | 0.0097209 | 0.20972 | 0.45821 | 0.59109 | 0.09264 | 0.00067588 | 0.00030237 | 0.00034239 | 0.33245 | 0.33279
0.26153 | 0.072465 | 1.9381 | 0.014012 | 0.073604 | 0.58863 | 0.0053801 | 0.26692 | 0.32366 | 0.72563 | 0.10144 | 0.00033147 | 0.00030237 | 0.00022184 | 0.33245 | 0.33267
0.29441 | 0.039587 | 1.4059 | 0.0058488 | 0.081767 | 0.52986 | 0.0043595 | 0.29877 | 0.23478 | 0.81451 | 0.10039 | 0.00027234 | 0.00030237 | 0.00020115 | 0.33245 | 0.33265
0.31135 | 0.022649 | 1.0538 | 0.0025724 | 0.085044 | 0.50945 | 0.0040301 | 0.31538 | 0.17598 | 0.87332 | 0.09738 | 0.00026217 | 0.00030237 | 0.00019759 | 0.33245 | 0.33265
0.31998 | 0.014016 | 0.82526 | 0.0012625 | 0.086354 | 0.50172 | 0.0039088 | 0.32389 | 0.13782 | 0.91148 | 0.09474 | 0.00026377 | 0.00030237 | 0.00019815 | 0.33245 | 0.33265
0.32436 | 0.0096393 | 0.68284 | 0.00072291 | 0.086893 | 0.49861 | 0.0038604 | 0.32822 | 0.11403 | 0.93526 | 0.092908 | 0.00026737 | 0.00030237 | 0.00019941 | 0.33245 | 0.33265
0.32657 | 0.0074259 | 0.59866 | 0.0004898 | 0.087126 | 0.49727 | 0.0038397 | 0.33041 | 0.099977 | 0.94932 | 0.091778 | 0.00027032 | 0.00030237 | 0.00020044 | 0.33245 | 0.33265
0.32769 | 0.0063084 | 0.55147 | 0.00038389 | 0.087232 | 0.49667 | 0.0038304 | 0.33152 | 0.092095 | 0.9572 | 0.091133 | 0.00027221 | 0.00030237 | 0.0002011 | 0.33245 | 0.33265
0.32826 | 0.0057446 | 0.5261 | 0.00033377 | 0.087282 | 0.49638 | 0.003826 | 0.33208 | 0.087859 | 0.96144 | 0.090783 | 0.00027329 | 0.00030237 | 0.00020148 | 0.33245 | 0.33265
0.32854 | 0.0054604 | 0.51285 | 0.00030939 | 0.087307 | 0.49624 | 0.0038239 | 0.33236 | 0.085645 | 0.96365 | 0.0906 | 0.00027388 | 0.00030237 | 0.00020169 | 0.33245 | 0.33265
0.32868 | 0.0053171 | 0.50604 | 0.00029733 | 0.087319 | 0.49618 | 0.0038228 | 0.33251 | 0.084508 | 0.96479 | 0.090506 | 0.00027418 | 0.00030237 | 0.00020179 | 0.33245 | 0.33265
0.32876 | 0.0052448 | 0.50257 | 0.00029131 | 0.087325 | 0.49614 | 0.0038223 | 0.33258 | 0.083929 | 0.96537 | 0.090458 | 0.00027434 | 0.00030237 | 0.00020185 | 0.33245 | 0.33265
0.32879 | 0.0052084 | 0.50081 | 0.00028829 | 0.087328 | 0.49612 | 0.003822 | 0.33261 | 0.083636 | 0.96566 | 0.090433 | 0.00027442 | 0.00030237 | 0.00020188 | 0.33245 | 0.33265
0.32881 | 0.0051901 | 0.49992 | 0.00028677 | 0.087329 | 0.49612 | 0.0038219 | 0.33263 | 0.083487 | 0.96581 | 0.090421 | 0.00027446 | 0.00030237 | 0.00020189 | 0.33245 | 0.33265
0.32882 | 0.0051808 | 0.49948 | 0.00028601 | 0.08733 | 0.49611 | 0.0038218 | 0.33264 | 0.083413 | 0.96588 | 0.090415 | 0.00027448 | 0.00030237 | 0.0002019 | 0.33245 | 0.33265
0.32882 | 0.0051762 | 0.49925 | 0.00028562 | 0.08733 | 0.49611 | 0.0038218 | 0.33265 | 0.083375 | 0.96592 | 0.090412 | 0.00027449 | 0.00030237 | 0.0002019 | 0.33245 | 0.33265
0.32883 | 0.0051738 | 0.49914 | 0.00028543 | 0.087331 | 0.49611 | 0.0038218 | 0.33265 | 0.083356 | 0.96594 | 0.09041 | 0.0002745 | 0.00030237 | 0.0002019 | 0.33245 | 0.33265
0.32883 | 0.0051726 | 0.49908 | 0.00028533 | 0.087331 | 0.49611 | 0.0038218 | 0.33265 | 0.083346 | 0.96595 | 0.090409 | 0.0002745 | 0.00030237 | 0.0002019 | 0.33245 | 0.33265
0.32883 | 0.005172 | 0.49905 | 0.00028528 | 0.087331 | 0.49611 | 0.0038218 | 0.33265 | 0.083341 | 0.96595 | 0.090409 | 0.0002745 | 0.00030237 | 0.0002019 | 0.33245 | 0.33265
0.32883 | 0.0051717 | 0.49904 | 0.00028526 | 0.087331 | 0.49611 | 0.0038218 | 0.33265 | 0.083339 | 0.96596 | 0.090409 | 0.0002745 | 0.00030237 | 0.0002019 | 0.33245 | 0.33265
0.32883 | 0.0051716 | 0.49903 | 0.00028524 | 0.087331 | 0.49611 | 0.0038218 | 0.33265 | 0.083338 | 0.96596 | 0.090409 | 0.0002745 | 0.00030237 | 0.0002019 | 0.33245 | 0.33265
0.32883 | 0.0051715 | 0.49902 | 0.00028524 | 0.087331 | 0.49611 | 0.0038218 | 0.33265 | 0.083337 | 0.96596 | 0.090409 | 0.0002745 | 0.00030237 | 0.0002019 | 0.33245 | 0.33265
0.32883 | 0.0051715 | 0.49902 | 0.00028524 | 0.087331 | 0.49611 | 0.0038218 | 0.33265 | 0.083337 | 0.96596 | 0.090409 | 0.0002745 | 0.00030237 | 0.0002019 | 0.33245 | 0.33265
0.32883 | 0.0051714 | 0.49902 | 0.00028523 | 0.087331 | 0.49611 | 0.0038218 | 0.33265 | 0.083337 | 0.96596 | 0.090409 | 0.0002745 | 0.00030237 | 0.0002019 | 0.33245 | 0.33265
0.32883 | 0.0051714 | 0.49902 | 0.00028523 | 0.087331 | 0.49611 | 0.0038218 | 0.33265 | 0.083337 | 0.96596 | 0.090409 | 0.0002745 | 0.00030237 | 0.0002019 | 0.33245 | 0.33265
0.32883 | 0.0051714 | 0.49902 | 0.00028523 | 0.087331 | 0.49611 | 0.0038218 | 0.33265 | 0.083337 | 0.96596 | 0.090409 | 0.0002745 | 0.00030237 | 0.0002019 | 0.33245 | 0.33265
0.32883 | 0.0051714 | 0.49902 | 0.00028523 | 0.087331 | 0.49611 | 0.0038218 | 0.33265 | 0.083336 | 0.96596 | 0.090409 | 0.0002745 | 0.00030237 | 0.0002019 | 0.33245 | 0.33265
0.32883 | 0.0051714 | 0.49902 | 0.00028523 | 0.087331 | 0.49611 | 0.0038218 | 0.33265 | 0.083336 | 0.96596 | 0.090409 | 0.0002745 | 0.00030237 | 0.0002019 | 0.33245 | 0.33265
Segment number |  |  |  |  | 70 | Length | 0.7 |  |  | feet
Est. water depth at upper end of segment | Circ. Seg. Ht. | Central angle | circ. Seg. Area | Flow area | velocity | velocity head | total head | Arc length | Wet. Perim. | Hydraulic Radius | Friction slope | Friction slope | Friction head | Total head | Total head
y2 | h | theta | K | A | V2 | hv2 | H2 | s | Pw | R2 | Sf2 | Sf1 | hf2 | H1 | H2*
(ft) | (ft) | (rad) | (ft^2) | (ft^2) | (ft/s) | (ft) | (ft) | (ft) | (ft) | (ft) | (ft/ft) | (ft/ft) | (ft) | (ft) | (ft)
0.2 | 0.134 | 2.7438 | 0.032858 | 0.054758 | 0.79122 | 0.0097209 | 0.20972 | 0.45821 | 0.59109 | 0.09264 | 0.00067588 | 0.00028543 | 0.00033646 | 0.33265 | 0.33299
0.26163 | 0.072367 | 1.9367 | 0.013985 | 0.073631 | 0.58841 | 0.0053762 | 0.26701 | 0.32343 | 0.72587 | 0.10144 | 0.00033121 | 0.00028543 | 0.00021583 | 0.33265 | 0.33287
0.29456 | 0.039439 | 1.4031 | 0.0058167 | 0.081799 | 0.52965 | 0.0043561 | 0.29892 | 0.23432 | 0.81498 | 0.10037 | 0.00027219 | 0.00028543 | 0.00019517 | 0.33265 | 0.33285
0.31153 | 0.022475 | 1.0496 | 0.0025432 | 0.085073 | 0.50927 | 0.0040273 | 0.31555 | 0.17528 | 0.87401 | 0.097336 | 0.00026215 | 0.00028543 | 0.00019165 | 0.33265 | 0.33284
0.32017 | 0.01383 | 0.81967 | 0.0012376 | 0.086379 | 0.50158 | 0.0039065 | 0.32408 | 0.13689 | 0.91241 | 0.094671 | 0.00026388 | 0.00028543 | 0.00019226 | 0.33265 | 0.33284
0.32455 | 0.0094469 | 0.67593 | 0.0007015 | 0.086915 | 0.49848 | 0.0038585 | 0.32841 | 0.11288 | 0.93641 | 0.092816 | 0.00026759 | 0.00028543 | 0.00019356 | 0.33265 | 0.33284
0.32677 | 0.0072307 | 0.59069 | 0.0004707 | 0.087145 | 0.49716 | 0.0038381 | 0.33061 | 0.098645 | 0.95065 | 0.091669 | 0.00027063 | 0.00028543 | 0.00019462 | 0.33265 | 0.33284
0.32789 | 0.0061119 | 0.54276 | 0.00036617 | 0.08725 | 0.49657 | 0.0038289 | 0.33172 | 0.090641 | 0.95865 | 0.091013 | 0.00027258 | 0.00028543 | 0.0001953 | 0.33265 | 0.33285
0.32845 | 0.0055476 | 0.51695 | 0.0003168 | 0.087299 | 0.49629 | 0.0038245 | 0.33228 | 0.08633 | 0.96296 | 0.090657 | 0.0002737 | 0.00028543 | 0.00019569 | 0.33265 | 0.33285
0.32874 | 0.005263 | 0.50344 | 0.00029282 | 0.087323 | 0.49615 | 0.0038224 | 0.33256 | 0.084075 | 0.96522 | 0.09047 | 0.0002743 | 0.00028543 | 0.00019591 | 0.33265 | 0.33285
0.32888 | 0.0051196 | 0.4965 | 0.00028097 | 0.087335 | 0.49608 | 0.0038214 | 0.3327 | 0.082916 | 0.96638 | 0.090374 | 0.00027462 | 0.00028543 | 0.00019602 | 0.33265 | 0.33285
0.32895 | 0.0050473 | 0.49297 | 0.00027506 | 0.087341 | 0.49605 | 0.0038209 | 0.33277 | 0.082325 | 0.96697 | 0.090325 | 0.00027478 | 0.00028543 | 0.00019607 | 0.33265 | 0.33285
0.32899 | 0.0050109 | 0.49117 | 0.00027209 | 0.087344 | 0.49603 | 0.0038206 | 0.33281 | 0.082026 | 0.96727 | 0.0903 | 0.00027486 | 0.00028543 | 0.0001961 | 0.33265 | 0.33285
0.32901 | 0.0049925 | 0.49027 | 0.0002706 | 0.087345 | 0.49602 | 0.0038205 | 0.33283 | 0.081875 | 0.96742 | 0.090287 | 0.0002749 | 0.00028543 | 0.00019612 | 0.33265 | 0.33285
0.32902 | 0.0049833 | 0.48981 | 0.00026986 | 0.087346 | 0.49602 | 0.0038204 | 0.33284 | 0.081799 | 0.9675 | 0.090281 | 0.00027492 | 0.00028543 | 0.00019612 | 0.33265 | 0.33285
0.32902 | 0.0049786 | 0.48958 | 0.00026948 | 0.087347 | 0.49602 | 0.0038204 | 0.33284 | 0.08176 | 0.96753 | 0.090278 | 0.00027493 | 0.00028543 | 0.00019613 | 0.33265 | 0.33285
0.32902 | 0.0049763 | 0.48947 | 0.00026929 | 0.087347 | 0.49602 | 0.0038204 | 0.33284 | 0.081741 | 0.96755 | 0.090276 | 0.00027494 | 0.00028543 | 0.00019613 | 0.33265 | 0.33285
0.32902 | 0.0049751 | 0.48941 | 0.00026919 | 0.087347 | 0.49602 | 0.0038204 | 0.33285 | 0.081731 | 0.96756 | 0.090275 | 0.00027494 | 0.00028543 | 0.00019613 | 0.33265 | 0.33285
0.32903 | 0.0049745 | 0.48938 | 0.00026914 | 0.087347 | 0.49602 | 0.0038204 | 0.33285 | 0.081726 | 0.96757 | 0.090275 | 0.00027494 | 0.00028543 | 0.00019613 | 0.33265 | 0.33285
0.32903 | 0.0049742 | 0.48936 | 0.00026912 | 0.087347 | 0.49602 | 0.0038204 | 0.33285 | 0.081724 | 0.96757 | 0.090275 | 0.00027494 | 0.00028543 | 0.00019613 | 0.33265 | 0.33285
0.32903 | 0.004974 | 0.48936 | 0.00026911 | 0.087347 | 0.49602 | 0.0038204 | 0.33285 | 0.081722 | 0.96757 | 0.090274 | 0.00027494 | 0.00028543 | 0.00019613 | 0.33265 | 0.33285
0.32903 | 0.004974 | 0.48935 | 0.0002691 | 0.087347 | 0.49601 | 0.0038204 | 0.33285 | 0.081722 | 0.96757 | 0.090274 | 0.00027494 | 0.00028543 | 0.00019613 | 0.33265 | 0.33285
0.32903 | 0.0049739 | 0.48935 | 0.0002691 | 0.087347 | 0.49601 | 0.0038204 | 0.33285 | 0.081721 | 0.96757 | 0.090274 | 0.00027494 | 0.00028543 | 0.00019613 | 0.33265 | 0.33285
0.32903 | 0.0049739 | 0.48935 | 0.0002691 | 0.087347 | 0.49601 | 0.0038204 | 0.33285 | 0.081721 | 0.96757 | 0.090274 | 0.00027494 | 0.00028543 | 0.00019613 | 0.33265 | 0.33285
0.32903 | 0.0049739 | 0.48935 | 0.0002691 | 0.087347 | 0.49601 | 0.0038204 | 0.33285 | 0.081721 | 0.96757 | 0.090274 | 0.00027494 | 0.00028543 | 0.00019613 | 0.33265 | 0.33285
0.32903 | 0.0049739 | 0.48935 | 0.00026909 | 0.087347 | 0.49601 | 0.0038204 | 0.33285 | 0.081721 | 0.96757 | 0.090274 | 0.00027494 | 0.00028543 | 0.00019613 | 0.33265 | 0.33285
0.32903 | 0.0049739 | 0.48935 | 0.00026909 | 0.087347 | 0.49601 | 0.0038204 | 0.33285 | 0.081721 | 0.96757 | 0.090274 | 0.00027494 | 0.00028543 | 0.00019613 | 0.33265 | 0.33285
0.32903 | 0.0049739 | 0.48935 | 0.00026909 | 0.087347 | 0.49601 | 0.0038204 | 0.33285 | 0.081721 | 0.96757 | 0.090274 | 0.00027494 | 0.00028543 | 0.00019613 | 0.33265 | 0.33285
Segment number |  |  |  |  | 71 | Length | 0.7 |  |  | feet
Est. water depth at upper end of segment | Circ. Seg. Ht. | Central angle | circ. Seg. Area | Flow area | velocity | velocity head | total head | Arc length | Wet. Perim. | Hydraulic Radius | Friction slope | Friction slope | Friction head | Total head | Total head
y2 | h | theta | K | A | V2 | hv2 | H2 | s | Pw | R2 | Sf2 | Sf1 | hf2 | H1 | H2*
(ft) | (ft) | (rad) | (ft^2) | (ft^2) | (ft/s) | (ft) | (ft) | (ft) | (ft) | (ft) | (ft/ft) | (ft/ft) | (ft) | (ft) | (ft)
0.2 | 0.134 | 2.7438 | 0.032858 | 0.054758 | 0.79122 | 0.0097209 | 0.20972 | 0.45821 | 0.59109 | 0.09264 | 0.00067588 | 0.00026929 | 0.00033081 | 0.33285 | 0.33318
0.26173 | 0.072272 | 1.9353 | 0.013959 | 0.073658 | 0.5882 | 0.0053724 | 0.2671 | 0.3232 | 0.7261 | 0.10144 | 0.00033096 | 0.00026929 | 0.00021009 | 0.33285 | 0.33306
0.29471 | 0.039294 | 1.4004 | 0.0057855 | 0.081831 | 0.52945 | 0.0043528 | 0.29906 | 0.23387 | 0.81542 | 0.10035 | 0.00027204 | 0.00026929 | 0.00018946 | 0.33285 | 0.33304
0.31169 | 0.022305 | 1.0456 | 0.0025149 | 0.085101 | 0.5091 | 0.0040247 | 0.31572 | 0.17461 | 0.87469 | 0.097293 | 0.00026213 | 0.00026929 | 0.000186 | 0.33285 | 0.33303
0.32035 | 0.013649 | 0.81421 | 0.0012135 | 0.086403 | 0.50144 | 0.0039043 | 0.32426 | 0.13597 | 0.91332 | 0.094603 | 0.00026398 | 0.00026929 | 0.00018664 | 0.33285 | 0.33303
0.32474 | 0.00926 | 0.66914 | 0.0006809 | 0.086935 | 0.49836 | 0.0038566 | 0.3286 | 0.11175 | 0.93755 | 0.092726 | 0.00026781 | 0.00026929 | 0.00018799 | 0.33285 | 0.33303
0.32696 | 0.0070411 | 0.58283 | 0.00045238 | 0.087164 | 0.49706 | 0.0038364 | 0.3308 | 0.097333 | 0.95196 | 0.091562 | 0.00027094 | 0.00026929 | 0.00018908 | 0.33285 | 0.33304
0.32808 | 0.005921 | 0.53416 | 0.0003492 | 0.087267 | 0.49647 | 0.0038274 | 0.33191 | 0.089205 | 0.96009 | 0.090895 | 0.00027295 | 0.00026929 | 0.00018978 | 0.33285 | 0.33304
0.32864 | 0.005356 | 0.5079 | 0.00030059 | 0.087315 | 0.49619 | 0.0038231 | 0.33247 | 0.084819 | 0.96448 | 0.090532 | 0.0002741 | 0.00026929 | 0.00019019 | 0.33285 | 0.33304
0.32893 | 0.0050712 | 0.49414 | 0.00027701 | 0.087339 | 0.49606 | 0.003821 | 0.33275 | 0.082521 | 0.96677 | 0.090341 | 0.00027472 | 0.00026929 | 0.0001904 | 0.33285 | 0.33304
0.32907 | 0.0049277 | 0.48706 | 0.00026537 | 0.087351 | 0.49599 | 0.00382 | 0.33289 | 0.081339 | 0.96796 | 0.090243 | 0.00027505 | 0.00026929 | 0.00019052 | 0.33285 | 0.33304
0.32914 | 0.0048554 | 0.48345 | 0.00025956 | 0.087357 | 0.49596 | 0.0038195 | 0.33296 | 0.080737 | 0.96856 | 0.090192 | 0.00027522 | 0.00026929 | 0.00019058 | 0.33285 | 0.33304
0.32918 | 0.0048189 | 0.48163 | 0.00025665 | 0.087359 | 0.49594 | 0.0038193 | 0.333 | 0.080432 | 0.96886 | 0.090167 | 0.0002753 | 0.00026929 | 0.00019061 | 0.33285 | 0.33304
0.3292 | 0.0048005 | 0.4807 | 0.00025519 | 0.087361 | 0.49594 | 0.0038191 | 0.33302 | 0.080278 | 0.96902 | 0.090154 | 0.00027534 | 0.00026929 | 0.00019062 | 0.33285 | 0.33304
0.32921 | 0.0047913 | 0.48024 | 0.00025446 | 0.087362 | 0.49593 | 0.0038191 | 0.33303 | 0.0802 | 0.96909 | 0.090148 | 0.00027537 | 0.00026929 | 0.00019063 | 0.33285 | 0.33304
0.32921 | 0.0047866 | 0.48 | 0.00025409 | 0.087362 | 0.49593 | 0.003819 | 0.33303 | 0.080161 | 0.96913 | 0.090144 | 0.00027538 | 0.00026929 | 0.00019063 | 0.33285 | 0.33304
0.32922 | 0.0047843 | 0.47989 | 0.0002539 | 0.087362 | 0.49593 | 0.003819 | 0.33303 | 0.080141 | 0.96915 | 0.090143 | 0.00027538 | 0.00026929 | 0.00019063 | 0.33285 | 0.33304
0.32922 | 0.0047831 | 0.47983 | 0.00025381 | 0.087362 | 0.49593 | 0.003819 | 0.33304 | 0.080131 | 0.96916 | 0.090142 | 0.00027539 | 0.00026929 | 0.00019064 | 0.33285 | 0.33304
0.32922 | 0.0047825 | 0.4798 | 0.00025376 | 0.087362 | 0.49593 | 0.003819 | 0.33304 | 0.080126 | 0.96917 | 0.090142 | 0.00027539 | 0.00026929 | 0.00019064 | 0.33285 | 0.33304
0.32922 | 0.0047822 | 0.47978 | 0.00025373 | 0.087362 | 0.49593 | 0.003819 | 0.33304 | 0.080123 | 0.96917 | 0.090141 | 0.00027539 | 0.00026929 | 0.00019064 | 0.33285 | 0.33304
0.32922 | 0.004782 | 0.47977 | 0.00025372 | 0.087362 | 0.49593 | 0.003819 | 0.33304 | 0.080122 | 0.96917 | 0.090141 | 0.00027539 | 0.00026929 | 0.00019064 | 0.33285 | 0.33304
0.32922 | 0.004782 | 0.47977 | 0.00025372 | 0.087362 | 0.49593 | 0.003819 | 0.33304 | 0.080121 | 0.96917 | 0.090141 | 0.00027539 | 0.00026929 | 0.00019064 | 0.33285 | 0.33304
0.32922 | 0.0047819 | 0.47977 | 0.00025371 | 0.087362 | 0.49593 | 0.003819 | 0.33304 | 0.080121 | 0.96917 | 0.090141 | 0.00027539 | 0.00026929 | 0.00019064 | 0.33285 | 0.33304
0.32922 | 0.0047819 | 0.47977 | 0.00025371 | 0.087362 | 0.49593 | 0.003819 | 0.33304 | 0.080121 | 0.96917 | 0.090141 | 0.00027539 | 0.00026929 | 0.00019064 | 0.33285 | 0.33304
0.32922 | 0.0047819 | 0.47977 | 0.00025371 | 0.087362 | 0.49593 | 0.003819 | 0.33304 | 0.080121 | 0.96917 | 0.090141 | 0.00027539 | 0.00026929 | 0.00019064 | 0.33285 | 0.33304
0.32922 | 0.0047819 | 0.47977 | 0.00025371 | 0.087362 | 0.49593 | 0.003819 | 0.33304 | 0.080121 | 0.96917 | 0.090141 | 0.00027539 | 0.00026929 | 0.00019064 | 0.33285 | 0.33304
0.32922 | 0.0047819 | 0.47977 | 0.00025371 | 0.087362 | 0.49593 | 0.003819 | 0.33304 | 0.080121 | 0.96917 | 0.090141 | 0.00027539 | 0.00026929 | 0.00019064 | 0.33285 | 0.33304
0.32922 | 0.0047819 | 0.47977 | 0.00025371 | 0.087362 | 0.49593 | 0.003819 | 0.33304 | 0.080121 | 0.96917 | 0.090141 | 0.00027539 | 0.00026929 | 0.00019064 | 0.33285 | 0.33304
Segment number |  |  |  |  | 72 | Length | 0.7 |  |  | feet
Est. water depth at upper end of segment | Circ. Seg. Ht. | Central angle | circ. Seg. Area | Flow area | velocity | velocity head | total head | Arc length | Wet. Perim. | Hydraulic Radius | Friction slope | Friction slope | Friction head | Total head | Total head
y2 | h | theta | K | A | V2 | hv2 | H2 | s | Pw | R2 | Sf2 | Sf1 | hf2 | H1 | H2*
(ft) | (ft) | (rad) | (ft^2) | (ft^2) | (ft/s) | (ft) | (ft) | (ft) | (ft) | (ft) | (ft/ft) | (ft/ft) | (ft) | (ft) | (ft)
0.2 | 0.134 | 2.7438 | 0.032858 | 0.054758 | 0.79122 | 0.0097209 | 0.20972 | 0.45821 | 0.59109 | 0.09264 | 0.00067588 | 0.0002539 | 0.00032542 | 0.33304 | 0.33336
0.26182 | 0.072179 | 1.934 | 0.013933 | 0.073683 | 0.588 | 0.0053686 | 0.26719 | 0.32297 | 0.72632 | 0.10145 | 0.00033072 | 0.0002539 | 0.00020462 | 0.33304 | 0.33324
0.29485 | 0.039153 | 1.3978 | 0.0057553 | 0.081861 | 0.52926 | 0.0043496 | 0.2992 | 0.23343 | 0.81586 | 0.10034 | 0.0002719 | 0.0002539 | 0.00018403 | 0.33304 | 0.33322
0.31186 | 0.022141 | 1.0416 | 0.0024875 | 0.085129 | 0.50894 | 0.0040221 | 0.31588 | 0.17395 | 0.87535 | 0.097251 | 0.00026211 | 0.0002539 | 0.00018061 | 0.33304 | 0.33322
0.32053 | 0.013473 | 0.80886 | 0.0011903 | 0.086426 | 0.5013 | 0.0039022 | 0.32443 | 0.13508 | 0.91421 | 0.094536 | 0.00026409 | 0.0002539 | 0.0001813 | 0.33304 | 0.33322
0.32492 | 0.0090782 | 0.66248 | 0.00066105 | 0.086955 | 0.49825 | 0.0038549 | 0.32878 | 0.11063 | 0.93866 | 0.092637 | 0.00026803 | 0.0002539 | 0.00018268 | 0.33304 | 0.33322
0.32714 | 0.0068566 | 0.57509 | 0.0004348 | 0.087181 | 0.49696 | 0.0038349 | 0.33098 | 0.096041 | 0.95325 | 0.091457 | 0.00027124 | 0.0002539 | 0.0001838 | 0.33304 | 0.33322
0.32826 | 0.0057353 | 0.52567 | 0.00033296 | 0.087283 | 0.49638 | 0.0038259 | 0.33209 | 0.087787 | 0.96151 | 0.090777 | 0.00027331 | 0.0002539 | 0.00018452 | 0.33304 | 0.33322
0.32883 | 0.0051698 | 0.49894 | 0.0002851 | 0.087331 | 0.49611 | 0.0038218 | 0.33265 | 0.083323 | 0.96597 | 0.090407 | 0.0002745 | 0.0002539 | 0.00018494 | 0.33304 | 0.33322
0.32912 | 0.0048848 | 0.48492 | 0.00026192 | 0.087354 | 0.49597 | 0.0038197 | 0.33293 | 0.080982 | 0.96831 | 0.090213 | 0.00027515 | 0.0002539 | 0.00018517 | 0.33304 | 0.33322
0.32926 | 0.0047411 | 0.4777 | 0.00025048 | 0.087366 | 0.49591 | 0.0038187 | 0.33308 | 0.079777 | 0.96952 | 0.090112 | 0.00027548 | 0.0002539 | 0.00018528 | 0.33304 | 0.33322
0.32933 | 0.0046687 | 0.47403 | 0.00024478 | 0.087371 | 0.49588 | 0.0038182 | 0.33315 | 0.079162 | 0.97013 | 0.090061 | 0.00027566 | 0.0002539 | 0.00018534 | 0.33304 | 0.33322
0.32937 | 0.0046322 | 0.47216 | 0.00024193 | 0.087374 | 0.49586 | 0.003818 | 0.33319 | 0.078851 | 0.97044 | 0.090035 | 0.00027575 | 0.0002539 | 0.00018538 | 0.33304 | 0.33322
0.32939 | 0.0046139 | 0.47122 | 0.00024049 | 0.087376 | 0.49585 | 0.0038179 | 0.3332 | 0.078694 | 0.9706 | 0.090022 | 0.00027579 | 0.0002539 | 0.00018539 | 0.33304 | 0.33322
0.3294 | 0.0046046 | 0.47075 | 0.00023977 | 0.087376 | 0.49585 | 0.0038178 | 0.33321 | 0.078614 | 0.97068 | 0.090016 | 0.00027581 | 0.0002539 | 0.0001854 | 0.33304 | 0.33322
0.3294 | 0.0045999 | 0.47051 | 0.00023941 | 0.087377 | 0.49585 | 0.0038178 | 0.33322 | 0.078574 | 0.97072 | 0.090012 | 0.00027582 | 0.0002539 | 0.0001854 | 0.33304 | 0.33322
0.3294 | 0.0045976 | 0.47038 | 0.00023922 | 0.087377 | 0.49585 | 0.0038177 | 0.33322 | 0.078554 | 0.97074 | 0.090011 | 0.00027583 | 0.0002539 | 0.00018541 | 0.33304 | 0.33322
0.3294 | 0.0045964 | 0.47032 | 0.00023913 | 0.087377 | 0.49584 | 0.0038177 | 0.33322 | 0.078544 | 0.97075 | 0.09001 | 0.00027583 | 0.0002539 | 0.00018541 | 0.33304 | 0.33322
0.3294 | 0.0045958 | 0.47029 | 0.00023909 | 0.087377 | 0.49584 | 0.0038177 | 0.33322 | 0.078539 | 0.97076 | 0.090009 | 0.00027583 | 0.0002539 | 0.00018541 | 0.33304 | 0.33322
0.3294 | 0.0045955 | 0.47028 | 0.00023906 | 0.087377 | 0.49584 | 0.0038177 | 0.33322 | 0.078536 | 0.97076 | 0.090009 | 0.00027583 | 0.0002539 | 0.00018541 | 0.33304 | 0.33322
0.3294 | 0.0045954 | 0.47027 | 0.00023905 | 0.087377 | 0.49584 | 0.0038177 | 0.33322 | 0.078535 | 0.97076 | 0.090009 | 0.00027583 | 0.0002539 | 0.00018541 | 0.33304 | 0.33322
0.3294 | 0.0045953 | 0.47027 | 0.00023905 | 0.087377 | 0.49584 | 0.0038177 | 0.33322 | 0.078534 | 0.97076 | 0.090009 | 0.00027583 | 0.0002539 | 0.00018541 | 0.33304 | 0.33322
0.3294 | 0.0045952 | 0.47026 | 0.00023904 | 0.087377 | 0.49584 | 0.0038177 | 0.33322 | 0.078534 | 0.97076 | 0.090009 | 0.00027583 | 0.0002539 | 0.00018541 | 0.33304 | 0.33322
0.3294 | 0.0045952 | 0.47026 | 0.00023904 | 0.087377 | 0.49584 | 0.0038177 | 0.33322 | 0.078534 | 0.97076 | 0.090009 | 0.00027583 | 0.0002539 | 0.00018541 | 0.33304 | 0.33322
0.3294 | 0.0045952 | 0.47026 | 0.00023904 | 0.087377 | 0.49584 | 0.0038177 | 0.33322 | 0.078534 | 0.97076 | 0.090009 | 0.00027583 | 0.0002539 | 0.00018541 | 0.33304 | 0.33322
0.3294 | 0.0045952 | 0.47026 | 0.00023904 | 0.087377 | 0.49584 | 0.0038177 | 0.33322 | 0.078534 | 0.97076 | 0.090009 | 0.00027583 | 0.0002539 | 0.00018541 | 0.33304 | 0.33322
0.3294 | 0.0045952 | 0.47026 | 0.00023904 | 0.087377 | 0.49584 | 0.0038177 | 0.33322 | 0.078534 | 0.97076 | 0.090009 | 0.00027583 | 0.0002539 | 0.00018541 | 0.33304 | 0.33322
0.3294 | 0.0045952 | 0.47026 | 0.00023904 | 0.087377 | 0.49584 | 0.0038177 | 0.33322 | 0.078534 | 0.97076 | 0.090009 | 0.00027583 | 0.0002539 | 0.00018541 | 0.33304 | 0.33322
Segment number |  |  |  |  | 73 | Length | 0.7 |  |  | feet
Est. water depth at upper end of segment | Circ. Seg. Ht. | Central angle | circ. Seg. Area | Flow area | velocity | velocity head | total head | Arc length | Wet. Perim. | Hydraulic Radius | Friction slope | Friction slope | Friction head | Total head | Total head
y2 | h | theta | K | A | V2 | hv2 | H2 | s | Pw | R2 | Sf2 | Sf1 | hf2 | H1 | H2*
(ft) | (ft) | (rad) | (ft^2) | (ft^2) | (ft/s) | (ft) | (ft) | (ft) | (ft) | (ft) | (ft/ft) | (ft/ft) | (ft) | (ft) | (ft)
0.2 | 0.134 | 2.7438 | 0.032858 | 0.054758 | 0.79122 | 0.0097209 | 0.20972 | 0.45821 | 0.59109 | 0.09264 | 0.00067588 | 0.00023922 | 0.00032029 | 0.33322 | 0.33354
0.26191 | 0.072089 | 1.9326 | 0.013908 | 0.073708 | 0.5878 | 0.005365 | 0.26728 | 0.32275 | 0.72654 | 0.10145 | 0.00033048 | 0.00023922 | 0.0001994 | 0.33322 | 0.33342
0.29498 | 0.039016 | 1.3952 | 0.0057258 | 0.08189 | 0.52907 | 0.0043465 | 0.29933 | 0.23301 | 0.81629 | 0.10032 | 0.00027176 | 0.00023922 | 0.00017885 | 0.33322 | 0.3334
0.31202 | 0.021981 | 1.0377 | 0.002461 | 0.085155 | 0.50878 | 0.0040196 | 0.31604 | 0.1733 | 0.87599 | 0.09721 | 0.0002621 | 0.00023922 | 0.00017546 | 0.33322 | 0.3334
0.3207 | 0.013301 | 0.80363 | 0.0011678 | 0.086448 | 0.50117 | 0.0039002 | 0.3246 | 0.13421 | 0.91509 | 0.09447 | 0.0002642 | 0.00023922 | 0.0001762 | 0.33322 | 0.3334
0.3251 | 0.0089013 | 0.65594 | 0.00064193 | 0.086974 | 0.49814 | 0.0038532 | 0.32895 | 0.10954 | 0.93975 | 0.09255 | 0.00026825 | 0.00023922 | 0.00017762 | 0.33322 | 0.3334
0.32732 | 0.0066772 | 0.56747 | 0.00041791 | 0.087198 | 0.49686 | 0.0038334 | 0.33116 | 0.094767 | 0.95453 | 0.091352 | 0.00027155 | 0.00023922 | 0.00017877 | 0.33322 | 0.3334
0.32845 | 0.0055546 | 0.51728 | 0.00031741 | 0.087299 | 0.49629 | 0.0038246 | 0.33227 | 0.086386 | 0.96291 | 0.090661 | 0.00027368 | 0.00023922 | 0.00017952 | 0.33322 | 0.3334
0.32901 | 0.0049886 | 0.49008 | 0.00027029 | 0.087346 | 0.49602 | 0.0038205 | 0.33283 | 0.081843 | 0.96745 | 0.090284 | 0.00027491 | 0.00023922 | 0.00017995 | 0.33322 | 0.3334
0.3293 | 0.0047033 | 0.47579 | 0.0002475 | 0.087369 | 0.49589 | 0.0038185 | 0.33312 | 0.079456 | 0.96984 | 0.090086 | 0.00027557 | 0.00023922 | 0.00018018 | 0.33322 | 0.3334
0.32944 | 0.0045595 | 0.46842 | 0.00023627 | 0.08738 | 0.49583 | 0.0038175 | 0.33326 | 0.078227 | 0.97107 | 0.089983 | 0.00027592 | 0.00023922 | 0.0001803 | 0.33322 | 0.3334
0.32951 | 0.0044871 | 0.46467 | 0.00023068 | 0.087385 | 0.4958 | 0.003817 | 0.33333 | 0.0776 | 0.97169 | 0.089931 | 0.0002761 | 0.00023922 | 0.00018036 | 0.33322 | 0.3334
0.32955 | 0.0044506 | 0.46277 | 0.00022788 | 0.087388 | 0.49578 | 0.0038168 | 0.33337 | 0.077283 | 0.97201 | 0.089904 | 0.00027619 | 0.00023922 | 0.0001804 | 0.33322 | 0.3334
0.32957 | 0.0044322 | 0.46181 | 0.00022647 | 0.08739 | 0.49577 | 0.0038166 | 0.33338 | 0.077122 | 0.97217 | 0.089891 | 0.00027624 | 0.00023922 | 0.00018041 | 0.33322 | 0.3334
0.32958 | 0.004423 | 0.46132 | 0.00022576 | 0.08739 | 0.49577 | 0.0038166 | 0.33339 | 0.077041 | 0.97225 | 0.089884 | 0.00027626 | 0.00023922 | 0.00018042 | 0.33322 | 0.3334
0.32958 | 0.0044183 | 0.46108 | 0.0002254 | 0.087391 | 0.49577 | 0.0038165 | 0.3334 | 0.077 | 0.97229 | 0.089881 | 0.00027627 | 0.00023922 | 0.00018042 | 0.33322 | 0.3334
0.32958 | 0.0044159 | 0.46096 | 0.00022523 | 0.087391 | 0.49577 | 0.0038165 | 0.3334 | 0.07698 | 0.97231 | 0.089879 | 0.00027628 | 0.00023922 | 0.00018043 | 0.33322 | 0.3334
0.32959 | 0.0044148 | 0.46089 | 0.00022513 | 0.087391 | 0.49577 | 0.0038165 | 0.3334 | 0.076969 | 0.97232 | 0.089878 | 0.00027628 | 0.00023922 | 0.00018043 | 0.33322 | 0.3334
0.32959 | 0.0044142 | 0.46086 | 0.00022509 | 0.087391 | 0.49577 | 0.0038165 | 0.3334 | 0.076964 | 0.97233 | 0.089878 | 0.00027628 | 0.00023922 | 0.00018043 | 0.33322 | 0.3334
0.32959 | 0.0044139 | 0.46085 | 0.00022507 | 0.087391 | 0.49577 | 0.0038165 | 0.3334 | 0.076962 | 0.97233 | 0.089878 | 0.00027628 | 0.00023922 | 0.00018043 | 0.33322 | 0.3334
0.32959 | 0.0044137 | 0.46084 | 0.00022505 | 0.087391 | 0.49576 | 0.0038165 | 0.3334 | 0.07696 | 0.97233 | 0.089878 | 0.00027628 | 0.00023922 | 0.00018043 | 0.33322 | 0.3334
0.32959 | 0.0044136 | 0.46084 | 0.00022505 | 0.087391 | 0.49576 | 0.0038165 | 0.3334 | 0.07696 | 0.97233 | 0.089878 | 0.00027628 | 0.00023922 | 0.00018043 | 0.33322 | 0.3334
0.32959 | 0.0044136 | 0.46083 | 0.00022505 | 0.087391 | 0.49576 | 0.0038165 | 0.3334 | 0.076959 | 0.97234 | 0.089877 | 0.00027628 | 0.00023922 | 0.00018043 | 0.33322 | 0.3334
0.32959 | 0.0044136 | 0.46083 | 0.00022504 | 0.087391 | 0.49576 | 0.0038165 | 0.3334 | 0.076959 | 0.97234 | 0.089877 | 0.00027628 | 0.00023922 | 0.00018043 | 0.33322 | 0.3334
0.32959 | 0.0044136 | 0.46083 | 0.00022504 | 0.087391 | 0.49576 | 0.0038165 | 0.3334 | 0.076959 | 0.97234 | 0.089877 | 0.00027628 | 0.00023922 | 0.00018043 | 0.33322 | 0.3334
0.32959 | 0.0044136 | 0.46083 | 0.00022504 | 0.087391 | 0.49576 | 0.0038165 | 0.3334 | 0.076959 | 0.97234 | 0.089877 | 0.00027628 | 0.00023922 | 0.00018043 | 0.33322 | 0.3334
0.32959 | 0.0044136 | 0.46083 | 0.00022504 | 0.087391 | 0.49576 | 0.0038165 | 0.3334 | 0.076959 | 0.97234 | 0.089877 | 0.00027628 | 0.00023922 | 0.00018043 | 0.33322 | 0.3334
0.32959 | 0.0044136 | 0.46083 | 0.00022504 | 0.087391 | 0.49576 | 0.0038165 | 0.3334 | 0.076959 | 0.97234 | 0.089877 | 0.00027628 | 0.00023922 | 0.00018043 | 0.33322 | 0.3334
Segment number |  |  |  |  | 74 | Length | 0.7 |  |  | feet
Est. water depth at upper end of segment | Circ. Seg. Ht. | Central angle | circ. Seg. Area | Flow area | velocity | velocity head | total head | Arc length | Wet. Perim. | Hydraulic Radius | Friction slope | Friction slope | Friction head | Total head | Total head
y2 | h | theta | K | A | V2 | hv2 | H2 | s | Pw | R2 | Sf2 | Sf1 | hf2 | H1 | H2*
(ft) | (ft) | (rad) | (ft^2) | (ft^2) | (ft/s) | (ft) | (ft) | (ft) | (ft) | (ft) | (ft/ft) | (ft/ft) | (ft) | (ft) | (ft)
0.2 | 0.134 | 2.7438 | 0.032858 | 0.054758 | 0.79122 | 0.0097209 | 0.20972 | 0.45821 | 0.59109 | 0.09264 | 0.00067588 | 0.00022523 | 0.00031539 | 0.3334 | 0.33372
0.262 | 0.072001 | 1.9314 | 0.013884 | 0.073732 | 0.58761 | 0.0053615 | 0.26736 | 0.32254 | 0.72676 | 0.10145 | 0.00033025 | 0.00022523 | 0.00019442 | 0.3334 | 0.3336
0.29512 | 0.038883 | 1.3928 | 0.0056973 | 0.081919 | 0.52888 | 0.0043434 | 0.29946 | 0.23259 | 0.8167 | 0.1003 | 0.00027163 | 0.00022523 | 0.0001739 | 0.3334 | 0.33358
0.31218 | 0.021825 | 1.034 | 0.0024352 | 0.085181 | 0.50863 | 0.0040171 | 0.31619 | 0.17267 | 0.87662 | 0.09717 | 0.00026209 | 0.00022523 | 0.00017056 | 0.3334 | 0.33357
0.32087 | 0.013134 | 0.7985 | 0.0011461 | 0.08647 | 0.50105 | 0.0038982 | 0.32476 | 0.13335 | 0.91594 | 0.094405 | 0.00026431 | 0.00022523 | 0.00017134 | 0.3334 | 0.33357
0.32527 | 0.008729 | 0.6495 | 0.00062349 | 0.086993 | 0.49804 | 0.0038515 | 0.32912 | 0.10847 | 0.94083 | 0.092464 | 0.00026847 | 0.00022523 | 0.00017279 | 0.3334 | 0.33358
0.3275 | 0.0065024 | 0.55994 | 0.00040167 | 0.087214 | 0.49677 | 0.003832 | 0.33133 | 0.09351 | 0.95578 | 0.091249 | 0.00027186 | 0.00022523 | 0.00017398 | 0.3334 | 0.33358
0.32862 | 0.0053787 | 0.50898 | 0.0003025 | 0.087314 | 0.4962 | 0.0038233 | 0.33244 | 0.084999 | 0.96429 | 0.090547 | 0.00027405 | 0.00022523 | 0.00017475 | 0.3334 | 0.33358
0.32919 | 0.0048122 | 0.48129 | 0.00025612 | 0.08736 | 0.49594 | 0.0038192 | 0.33301 | 0.080375 | 0.96892 | 0.090162 | 0.00027532 | 0.00022523 | 0.00017519 | 0.3334 | 0.33358
0.32947 | 0.0045266 | 0.46672 | 0.00023372 | 0.087382 | 0.49581 | 0.0038173 | 0.33329 | 0.077943 | 0.97135 | 0.08996 | 0.000276 | 0.00022523 | 0.00017543 | 0.3334 | 0.33358
0.32962 | 0.0043828 | 0.45921 | 0.0002227 | 0.087393 | 0.49575 | 0.0038163 | 0.33343 | 0.076689 | 0.97261 | 0.089855 | 0.00027636 | 0.00022523 | 0.00017556 | 0.3334 | 0.33358
0.32969 | 0.0043103 | 0.45538 | 0.00021721 | 0.087399 | 0.49572 | 0.0038158 | 0.33351 | 0.076049 | 0.97325 | 0.089801 | 0.00027655 | 0.00022523 | 0.00017562 | 0.3334 | 0.33358
0.32973 | 0.0042738 | 0.45344 | 0.00021446 | 0.087402 | 0.4957 | 0.0038156 | 0.33354 | 0.075725 | 0.97357 | 0.089774 | 0.00027664 | 0.00022523 | 0.00017565 | 0.3334 | 0.33358
0.32974 | 0.0042554 | 0.45246 | 0.00021308 | 0.087403 | 0.4957 | 0.0038155 | 0.33356 | 0.075561 | 0.97373 | 0.089761 | 0.00027669 | 0.00022523 | 0.00017567 | 0.3334 | 0.33358
0.32975 | 0.0042461 | 0.45197 | 0.00021239 | 0.087404 | 0.49569 | 0.0038154 | 0.33357 | 0.075479 | 0.97382 | 0.089754 | 0.00027671 | 0.00022523 | 0.00017568 | 0.3334 | 0.33358
0.32976 | 0.0042414 | 0.45172 | 0.00021204 | 0.087404 | 0.49569 | 0.0038154 | 0.33357 | 0.075437 | 0.97386 | 0.08975 | 0.00027672 | 0.00022523 | 0.00017568 | 0.3334 | 0.33358
0.32976 | 0.0042391 | 0.45159 | 0.00021187 | 0.087404 | 0.49569 | 0.0038154 | 0.33358 | 0.075416 | 0.97388 | 0.089749 | 0.00027673 | 0.00022523 | 0.00017568 | 0.3334 | 0.33358
0.32976 | 0.0042379 | 0.45153 | 0.00021178 | 0.087404 | 0.49569 | 0.0038153 | 0.33358 | 0.075405 | 0.97389 | 0.089748 | 0.00027673 | 0.00022523 | 0.00017569 | 0.3334 | 0.33358
0.32976 | 0.0042373 | 0.4515 | 0.00021173 | 0.087404 | 0.49569 | 0.0038153 | 0.33358 | 0.0754 | 0.97389 | 0.089747 | 0.00027673 | 0.00022523 | 0.00017569 | 0.3334 | 0.33358
0.32976 | 0.004237 | 0.45148 | 0.00021171 | 0.087404 | 0.49569 | 0.0038153 | 0.33358 | 0.075397 | 0.9739 | 0.089747 | 0.00027674 | 0.00022523 | 0.00017569 | 0.3334 | 0.33358
0.32976 | 0.0042369 | 0.45147 | 0.0002117 | 0.087404 | 0.49569 | 0.0038153 | 0.33358 | 0.075396 | 0.9739 | 0.089747 | 0.00027674 | 0.00022523 | 0.00017569 | 0.3334 | 0.33358
0.32976 | 0.0042368 | 0.45147 | 0.00021169 | 0.087404 | 0.49569 | 0.0038153 | 0.33358 | 0.075395 | 0.9739 | 0.089747 | 0.00027674 | 0.00022523 | 0.00017569 | 0.3334 | 0.33358
0.32976 | 0.0042367 | 0.45147 | 0.00021169 | 0.087404 | 0.49569 | 0.0038153 | 0.33358 | 0.075395 | 0.9739 | 0.089747 | 0.00027674 | 0.00022523 | 0.00017569 | 0.3334 | 0.33358
0.32976 | 0.0042367 | 0.45147 | 0.00021169 | 0.087404 | 0.49569 | 0.0038153 | 0.33358 | 0.075395 | 0.9739 | 0.089747 | 0.00027674 | 0.00022523 | 0.00017569 | 0.3334 | 0.33358
0.32976 | 0.0042367 | 0.45146 | 0.00021169 | 0.087404 | 0.49569 | 0.0038153 | 0.33358 | 0.075395 | 0.9739 | 0.089747 | 0.00027674 | 0.00022523 | 0.00017569 | 0.3334 | 0.33358
0.32976 | 0.0042367 | 0.45146 | 0.00021169 | 0.087404 | 0.49569 | 0.0038153 | 0.33358 | 0.075395 | 0.9739 | 0.089747 | 0.00027674 | 0.00022523 | 0.00017569 | 0.3334 | 0.33358
0.32976 | 0.0042367 | 0.45146 | 0.00021169 | 0.087404 | 0.49569 | 0.0038153 | 0.33358 | 0.075395 | 0.9739 | 0.089747 | 0.00027674 | 0.00022523 | 0.00017569 | 0.3334 | 0.33358
0.32976 | 0.0042367 | 0.45146 | 0.00021169 | 0.087404 | 0.49569 | 0.0038153 | 0.33358 | 0.075395 | 0.9739 | 0.089747 | 0.00027674 | 0.00022523 | 0.00017569 | 0.3334 | 0.33358
Segment number |  |  |  |  | 75 | Length | 0.7 |  |  | feet
Est. water depth at upper end of segment | Circ. Seg. Ht. | Central angle | circ. Seg. Area | Flow area | velocity | velocity head | total head | Arc length | Wet. Perim. | Hydraulic Radius | Friction slope | Friction slope | Friction head | Total head | Total head
y2 | h | theta | K | A | V2 | hv2 | H2 | s | Pw | R2 | Sf2 | Sf1 | hf2 | H1 | H2*
(ft) | (ft) | (rad) | (ft^2) | (ft^2) | (ft/s) | (ft) | (ft) | (ft) | (ft) | (ft) | (ft/ft) | (ft/ft) | (ft) | (ft) | (ft)
0.2 | 0.134 | 2.7438 | 0.032858 | 0.054758 | 0.79122 | 0.0097209 | 0.20972 | 0.45821 | 0.59109 | 0.09264 | 0.00067588 | 0.00021187 | 0.00031071 | 0.33358 | 0.33389
0.26208 | 0.071916 | 1.9301 | 0.013861 | 0.073755 | 0.58742 | 0.0053581 | 0.26744 | 0.32233 | 0.72696 | 0.10146 | 0.00033002 | 0.00021187 | 0.00018966 | 0.33358 | 0.33377
0.29525 | 0.038753 | 1.3903 | 0.0056694 | 0.081947 | 0.5287 | 0.0043405 | 0.29959 | 0.23219 | 0.81711 | 0.10029 | 0.0002715 | 0.00021187 | 0.00016918 | 0.33358 | 0.33375
0.31233 | 0.021673 | 1.0303 | 0.0024101 | 0.085206 | 0.50848 | 0.0040148 | 0.31634 | 0.17206 | 0.87724 | 0.09713 | 0.00026207 | 0.00021187 | 0.00016588 | 0.33358 | 0.33374
0.32103 | 0.012971 | 0.79348 | 0.001125 | 0.086491 | 0.50092 | 0.0038963 | 0.32492 | 0.13251 | 0.91678 | 0.094342 | 0.00026441 | 0.00021187 | 0.0001667 | 0.33358 | 0.33375
0.32544 | 0.0085613 | 0.64317 | 0.00060569 | 0.08701 | 0.49793 | 0.00385 | 0.32929 | 0.10741 | 0.94188 | 0.092379 | 0.00026869 | 0.00021187 | 0.0001682 | 0.33358 | 0.33375
0.32767 | 0.0063322 | 0.55252 | 0.00038606 | 0.08723 | 0.49668 | 0.0038306 | 0.3315 | 0.09227 | 0.95702 | 0.091147 | 0.00027217 | 0.00021187 | 0.00016941 | 0.33358 | 0.33375
0.32879 | 0.0052074 | 0.50076 | 0.0002882 | 0.087328 | 0.49612 | 0.003822 | 0.33261 | 0.083627 | 0.96567 | 0.090433 | 0.00027442 | 0.00021187 | 0.0001702 | 0.33358 | 0.33375
0.32936 | 0.0046403 | 0.47257 | 0.00024256 | 0.087374 | 0.49586 | 0.003818 | 0.33318 | 0.07892 | 0.97037 | 0.090041 | 0.00027573 | 0.00021187 | 0.00017066 | 0.33358 | 0.33375
0.32965 | 0.0043545 | 0.45773 | 0.00022055 | 0.087396 | 0.49574 | 0.0038161 | 0.33346 | 0.07644 | 0.97285 | 0.089834 | 0.00027643 | 0.00021187 | 0.0001709 | 0.33358 | 0.33375
0.32979 | 0.0042105 | 0.45006 | 0.00020973 | 0.087406 | 0.49568 | 0.0038152 | 0.3336 | 0.07516 | 0.97413 | 0.089727 | 0.0002768 | 0.00021187 | 0.00017103 | 0.33358 | 0.33375
0.32986 | 0.004138 | 0.44615 | 0.00020435 | 0.087412 | 0.49565 | 0.0038147 | 0.33368 | 0.074508 | 0.97479 | 0.089673 | 0.00027699 | 0.00021187 | 0.0001711 | 0.33358 | 0.33375
0.3299 | 0.0041015 | 0.44417 | 0.00020166 | 0.087414 | 0.49563 | 0.0038145 | 0.33371 | 0.074177 | 0.97512 | 0.089645 | 0.00027709 | 0.00021187 | 0.00017113 | 0.33358 | 0.33375
0.32992 | 0.0040831 | 0.44317 | 0.00020031 | 0.087416 | 0.49562 | 0.0038143 | 0.33373 | 0.074009 | 0.97529 | 0.089631 | 0.00027714 | 0.00021187 | 0.00017115 | 0.33358 | 0.33375
0.32993 | 0.0040738 | 0.44266 | 0.00019963 | 0.087416 | 0.49562 | 0.0038143 | 0.33374 | 0.073925 | 0.97537 | 0.089624 | 0.00027717 | 0.00021187 | 0.00017116 | 0.33358 | 0.33375
0.32993 | 0.0040692 | 0.44241 | 0.00019929 | 0.087417 | 0.49562 | 0.0038143 | 0.33375 | 0.073882 | 0.97541 | 0.08962 | 0.00027718 | 0.00021187 | 0.00017117 | 0.33358 | 0.33375
0.32993 | 0.0040668 | 0.44228 | 0.00019911 | 0.087417 | 0.49562 | 0.0038142 | 0.33375 | 0.073861 | 0.97543 | 0.089619 | 0.00027718 | 0.00021187 | 0.00017117 | 0.33358 | 0.33375
0.32993 | 0.0040656 | 0.44222 | 0.00019903 | 0.087417 | 0.49562 | 0.0038142 | 0.33375 | 0.07385 | 0.97544 | 0.089618 | 0.00027719 | 0.00021187 | 0.00017117 | 0.33358 | 0.33375
0.32993 | 0.004065 | 0.44218 | 0.00019898 | 0.087417 | 0.49562 | 0.0038142 | 0.33375 | 0.073845 | 0.97545 | 0.089617 | 0.00027719 | 0.00021187 | 0.00017117 | 0.33358 | 0.33375
0.32994 | 0.0040647 | 0.44217 | 0.00019896 | 0.087417 | 0.49562 | 0.0038142 | 0.33375 | 0.073842 | 0.97545 | 0.089617 | 0.00027719 | 0.00021187 | 0.00017117 | 0.33358 | 0.33375
0.32994 | 0.0040646 | 0.44216 | 0.00019895 | 0.087417 | 0.49562 | 0.0038142 | 0.33375 | 0.073841 | 0.97545 | 0.089617 | 0.00027719 | 0.00021187 | 0.00017117 | 0.33358 | 0.33375
0.32994 | 0.0040645 | 0.44216 | 0.00019894 | 0.087417 | 0.49562 | 0.0038142 | 0.33375 | 0.07384 | 0.97545 | 0.089617 | 0.00027719 | 0.00021187 | 0.00017117 | 0.33358 | 0.33375
0.32994 | 0.0040645 | 0.44215 | 0.00019894 | 0.087417 | 0.49562 | 0.0038142 | 0.33375 | 0.07384 | 0.97545 | 0.089617 | 0.00027719 | 0.00021187 | 0.00017117 | 0.33358 | 0.33375
0.32994 | 0.0040644 | 0.44215 | 0.00019894 | 0.087417 | 0.49562 | 0.0038142 | 0.33375 | 0.073839 | 0.97545 | 0.089617 | 0.00027719 | 0.00021187 | 0.00017117 | 0.33358 | 0.33375
0.32994 | 0.0040644 | 0.44215 | 0.00019894 | 0.087417 | 0.49562 | 0.0038142 | 0.33375 | 0.073839 | 0.97546 | 0.089617 | 0.00027719 | 0.00021187 | 0.00017117 | 0.33358 | 0.33375
0.32994 | 0.0040644 | 0.44215 | 0.00019894 | 0.087417 | 0.49562 | 0.0038142 | 0.33375 | 0.073839 | 0.97546 | 0.089617 | 0.00027719 | 0.00021187 | 0.00017117 | 0.33358 | 0.33375
0.32994 | 0.0040644 | 0.44215 | 0.00019894 | 0.087417 | 0.49562 | 0.0038142 | 0.33375 | 0.073839 | 0.97546 | 0.089617 | 0.00027719 | 0.00021187 | 0.00017117 | 0.33358 | 0.33375
0.32994 | 0.0040644 | 0.44215 | 0.00019894 | 0.087417 | 0.49562 | 0.0038142 | 0.33375 | 0.073839 | 0.97546 | 0.089617 | 0.00027719 | 0.00021187 | 0.00017117 | 0.33358 | 0.33375
Segment number |  |  |  |  | 76 | Length | 0.7 |  |  | feet
Est. water depth at upper end of segment | Circ. Seg. Ht. | Central angle | circ. Seg. Area | Flow area | velocity | velocity head | total head | Arc length | Wet. Perim. | Hydraulic Radius | Friction slope | Friction slope | Friction head | Total head | Total head
y2 | h | theta | K | A | V2 | hv2 | H2 | s | Pw | R2 | Sf2 | Sf1 | hf2 | H1 | H2*
(ft) | (ft) | (rad) | (ft^2) | (ft^2) | (ft/s) | (ft) | (ft) | (ft) | (ft) | (ft) | (ft/ft) | (ft/ft) | (ft) | (ft) | (ft)
0.2 | 0.134 | 2.7438 | 0.032858 | 0.054758 | 0.79122 | 0.0097209 | 0.20972 | 0.45821 | 0.59109 | 0.09264 | 0.00067588 | 0.00019911 | 0.00030625 | 0.33375 | 0.33406
0.26217 | 0.071832 | 1.9289 | 0.013838 | 0.073778 | 0.58724 | 0.0053548 | 0.26752 | 0.32213 | 0.72717 | 0.10146 | 0.00032981 | 0.00019911 | 0.00018512 | 0.33375 | 0.33393
0.29537 | 0.038626 | 1.388 | 0.0056424 | 0.081974 | 0.52853 | 0.0043376 | 0.29971 | 0.23179 | 0.8175 | 0.10027 | 0.00027138 | 0.00019911 | 0.00016467 | 0.33375 | 0.33391
0.31248 | 0.021525 | 1.0267 | 0.0023858 | 0.08523 | 0.50833 | 0.0040125 | 0.31649 | 0.17145 | 0.87784 | 0.097091 | 0.00026207 | 0.00019911 | 0.00016141 | 0.33375 | 0.33391
0.32119 | 0.012813 | 0.78855 | 0.0011046 | 0.086511 | 0.50081 | 0.0038945 | 0.32508 | 0.13169 | 0.91761 | 0.094279 | 0.00026452 | 0.00019911 | 0.00016227 | 0.33375 | 0.33391
0.3256 | 0.0083977 | 0.63695 | 0.0005885 | 0.087028 | 0.49784 | 0.0038484 | 0.32945 | 0.10637 | 0.94292 | 0.092295 | 0.00026891 | 0.00019911 | 0.00016381 | 0.33375 | 0.33391
0.32783 | 0.0061663 | 0.54518 | 0.00037104 | 0.087245 | 0.49659 | 0.0038293 | 0.33166 | 0.091046 | 0.95825 | 0.091046 | 0.00027248 | 0.00019911 | 0.00016506 | 0.33375 | 0.33391
0.32896 | 0.0050403 | 0.49262 | 0.00027449 | 0.087342 | 0.49605 | 0.0038208 | 0.33278 | 0.082268 | 0.96703 | 0.09032 | 0.00027479 | 0.00019911 | 0.00016587 | 0.33375 | 0.33392
0.32953 | 0.0044728 | 0.46393 | 0.00022957 | 0.087387 | 0.49579 | 0.0038169 | 0.33334 | 0.077476 | 0.97182 | 0.089921 | 0.00027614 | 0.00019911 | 0.00016634 | 0.33375 | 0.33392
0.32981 | 0.0041868 | 0.44878 | 0.00020796 | 0.087408 | 0.49567 | 0.003815 | 0.33363 | 0.074947 | 0.97435 | 0.089709 | 0.00027687 | 0.00019911 | 0.00016659 | 0.33375 | 0.33392
0.32996 | 0.0040427 | 0.44096 | 0.00019735 | 0.087419 | 0.49561 | 0.0038141 | 0.33377 | 0.073641 | 0.97565 | 0.0896 | 0.00027725 | 0.00019911 | 0.00016673 | 0.33375 | 0.33392
0.33003 | 0.0039701 | 0.43697 | 0.00019207 | 0.087424 | 0.49558 | 0.0038136 | 0.33384 | 0.072974 | 0.97632 | 0.089544 | 0.00027745 | 0.00019911 | 0.0001668 | 0.33375 | 0.33392
0.33007 | 0.0039336 | 0.43495 | 0.00018943 | 0.087427 | 0.49556 | 0.0038134 | 0.33388 | 0.072636 | 0.97666 | 0.089516 | 0.00027755 | 0.00019911 | 0.00016683 | 0.33375 | 0.33392
0.33008 | 0.0039152 | 0.43392 | 0.00018811 | 0.087428 | 0.49556 | 0.0038133 | 0.3339 | 0.072465 | 0.97683 | 0.089502 | 0.0002776 | 0.00019911 | 0.00016685 | 0.33375 | 0.33392
0.33009 | 0.0039059 | 0.43341 | 0.00018744 | 0.087429 | 0.49555 | 0.0038132 | 0.33391 | 0.072379 | 0.97692 | 0.089495 | 0.00027762 | 0.00019911 | 0.00016686 | 0.33375 | 0.33392
0.3301 | 0.0039012 | 0.43315 | 0.00018711 | 0.087429 | 0.49555 | 0.0038132 | 0.33391 | 0.072336 | 0.97696 | 0.089491 | 0.00027763 | 0.00019911 | 0.00016686 | 0.33375 | 0.33392
0.3301 | 0.0038989 | 0.43302 | 0.00018694 | 0.087429 | 0.49555 | 0.0038132 | 0.33391 | 0.072314 | 0.97698 | 0.089489 | 0.00027764 | 0.00019911 | 0.00016686 | 0.33375 | 0.33392
0.3301 | 0.0038977 | 0.43295 | 0.00018685 | 0.087429 | 0.49555 | 0.0038132 | 0.33392 | 0.072303 | 0.97699 | 0.089488 | 0.00027764 | 0.00019911 | 0.00016687 | 0.33375 | 0.33392
0.3301 | 0.0038971 | 0.43292 | 0.00018681 | 0.087429 | 0.49555 | 0.0038132 | 0.33392 | 0.072297 | 0.977 | 0.089488 | 0.00027765 | 0.00019911 | 0.00016687 | 0.33375 | 0.33392
0.3301 | 0.0038968 | 0.4329 | 0.00018679 | 0.087429 | 0.49555 | 0.0038132 | 0.33392 | 0.072295 | 0.977 | 0.089488 | 0.00027765 | 0.00019911 | 0.00016687 | 0.33375 | 0.33392
0.3301 | 0.0038967 | 0.43289 | 0.00018678 | 0.087429 | 0.49555 | 0.0038132 | 0.33392 | 0.072293 | 0.977 | 0.089487 | 0.00027765 | 0.00019911 | 0.00016687 | 0.33375 | 0.33392
0.3301 | 0.0038966 | 0.43289 | 0.00018677 | 0.087429 | 0.49555 | 0.0038132 | 0.33392 | 0.072292 | 0.977 | 0.089487 | 0.00027765 | 0.00019911 | 0.00016687 | 0.33375 | 0.33392
0.3301 | 0.0038965 | 0.43289 | 0.00018677 | 0.087429 | 0.49555 | 0.0038132 | 0.33392 | 0.072292 | 0.977 | 0.089487 | 0.00027765 | 0.00019911 | 0.00016687 | 0.33375 | 0.33392
0.3301 | 0.0038965 | 0.43289 | 0.00018677 | 0.087429 | 0.49555 | 0.0038132 | 0.33392 | 0.072292 | 0.977 | 0.089487 | 0.00027765 | 0.00019911 | 0.00016687 | 0.33375 | 0.33392
0.3301 | 0.0038965 | 0.43289 | 0.00018677 | 0.087429 | 0.49555 | 0.0038132 | 0.33392 | 0.072292 | 0.977 | 0.089487 | 0.00027765 | 0.00019911 | 0.00016687 | 0.33375 | 0.33392
0.3301 | 0.0038965 | 0.43288 | 0.00018677 | 0.087429 | 0.49555 | 0.0038132 | 0.33392 | 0.072292 | 0.977 | 0.089487 | 0.00027765 | 0.00019911 | 0.00016687 | 0.33375 | 0.33392
0.3301 | 0.0038965 | 0.43288 | 0.00018677 | 0.087429 | 0.49555 | 0.0038132 | 0.33392 | 0.072292 | 0.977 | 0.089487 | 0.00027765 | 0.00019911 | 0.00016687 | 0.33375 | 0.33392
0.3301 | 0.0038965 | 0.43288 | 0.00018677 | 0.087429 | 0.49555 | 0.0038132 | 0.33392 | 0.072292 | 0.977 | 0.089487 | 0.00027765 | 0.00019911 | 0.00016687 | 0.33375 | 0.33392
Segment number |  |  |  |  | 77 | Length | 0.7 |  |  | feet
Est. water depth at upper end of segment | Circ. Seg. Ht. | Central angle | circ. Seg. Area | Flow area | velocity | velocity head | total head | Arc length | Wet. Perim. | Hydraulic Radius | Friction slope | Friction slope | Friction head | Total head | Total head
y2 | h | theta | K | A | V2 | hv2 | H2 | s | Pw | R2 | Sf2 | Sf1 | hf2 | H1 | H2*
(ft) | (ft) | (rad) | (ft^2) | (ft^2) | (ft/s) | (ft) | (ft) | (ft) | (ft) | (ft) | (ft/ft) | (ft/ft) | (ft) | (ft) | (ft)
0.2 | 0.134 | 2.7438 | 0.032858 | 0.054758 | 0.79122 | 0.0097209 | 0.20972 | 0.45821 | 0.59109 | 0.09264 | 0.00067588 | 0.00018694 | 0.00030199 | 0.33392 | 0.33422
0.26225 | 0.071751 | 1.9277 | 0.013815 | 0.073801 | 0.58706 | 0.0053516 | 0.2676 | 0.32193 | 0.72736 | 0.10146 | 0.00032959 | 0.00018694 | 0.00018079 | 0.33392 | 0.3341
0.2955 | 0.038503 | 1.3856 | 0.005616 | 0.082 | 0.52836 | 0.0043348 | 0.29983 | 0.2314 | 0.81789 | 0.10026 | 0.00027126 | 0.00018694 | 0.00016037 | 0.33392 | 0.33408
0.31262 | 0.02138 | 1.0231 | 0.0023622 | 0.085254 | 0.50819 | 0.0040102 | 0.31663 | 0.17087 | 0.87843 | 0.097053 | 0.00026206 | 0.00018694 | 0.00015715 | 0.33392 | 0.33407
0.32134 | 0.012658 | 0.78371 | 0.0010849 | 0.086531 | 0.50069 | 0.0038927 | 0.32523 | 0.13088 | 0.91841 | 0.094218 | 0.00026463 | 0.00018694 | 0.00015805 | 0.33392 | 0.33407
0.32576 | 0.0082382 | 0.63082 | 0.0005719 | 0.087044 | 0.49774 | 0.003847 | 0.32961 | 0.10535 | 0.94395 | 0.092213 | 0.00026913 | 0.00018694 | 0.00015962 | 0.33392 | 0.33408
0.328 | 0.0060044 | 0.53794 | 0.00035659 | 0.087259 | 0.49651 | 0.003828 | 0.33182 | 0.089836 | 0.95946 | 0.090947 | 0.00027278 | 0.00018694 | 0.0001609 | 0.33392 | 0.33408
0.32912 | 0.0048774 | 0.48456 | 0.00026133 | 0.087355 | 0.49597 | 0.0038197 | 0.33294 | 0.080921 | 0.96837 | 0.090208 | 0.00027517 | 0.00018694 | 0.00016174 | 0.33392 | 0.33408
0.32969 | 0.0043094 | 0.45534 | 0.00021714 | 0.087399 | 0.49572 | 0.0038158 | 0.33351 | 0.076041 | 0.97325 | 0.089801 | 0.00027655 | 0.00018694 | 0.00016222 | 0.33392 | 0.33408
0.32998 | 0.0040231 | 0.43989 | 0.00019592 | 0.08742 | 0.4956 | 0.003814 | 0.33379 | 0.073462 | 0.97583 | 0.089585 | 0.0002773 | 0.00018694 | 0.00016248 | 0.33392 | 0.33408
0.33012 | 0.003879 | 0.43191 | 0.00018551 | 0.087431 | 0.49554 | 0.0038131 | 0.33393 | 0.072128 | 0.97717 | 0.089474 | 0.0002777 | 0.00018694 | 0.00016262 | 0.33392 | 0.33408
0.33019 | 0.0038064 | 0.42783 | 0.00018034 | 0.087436 | 0.49551 | 0.0038126 | 0.33401 | 0.071448 | 0.97785 | 0.089417 | 0.0002779 | 0.00018694 | 0.00016269 | 0.33392 | 0.33408
0.33023 | 0.0037698 | 0.42576 | 0.00017775 | 0.087438 | 0.4955 | 0.0038124 | 0.33404 | 0.071102 | 0.97819 | 0.089388 | 0.000278 | 0.00018694 | 0.00016273 | 0.33392 | 0.33408
0.33025 | 0.0037514 | 0.42472 | 0.00017645 | 0.08744 | 0.49549 | 0.0038123 | 0.33406 | 0.070928 | 0.97837 | 0.089373 | 0.00027806 | 0.00018694 | 0.00016275 | 0.33392 | 0.33408
0.33026 | 0.0037421 | 0.42419 | 0.0001758 | 0.08744 | 0.49549 | 0.0038122 | 0.33407 | 0.07084 | 0.97845 | 0.089366 | 0.00027808 | 0.00018694 | 0.00016276 | 0.33392 | 0.33408
0.33026 | 0.0037375 | 0.42392 | 0.00017547 | 0.087441 | 0.49548 | 0.0038122 | 0.33407 | 0.070795 | 0.9785 | 0.089362 | 0.0002781 | 0.00018694 | 0.00016276 | 0.33392 | 0.33408
0.33026 | 0.0037351 | 0.42379 | 0.00017531 | 0.087441 | 0.49548 | 0.0038122 | 0.33408 | 0.070773 | 0.97852 | 0.08936 | 0.0002781 | 0.00018694 | 0.00016276 | 0.33392 | 0.33408
0.33027 | 0.0037339 | 0.42372 | 0.00017523 | 0.087441 | 0.49548 | 0.0038122 | 0.33408 | 0.070762 | 0.97853 | 0.089359 | 0.00027811 | 0.00018694 | 0.00016276 | 0.33392 | 0.33408
0.33027 | 0.0037333 | 0.42369 | 0.00017518 | 0.087441 | 0.49548 | 0.0038122 | 0.33408 | 0.070756 | 0.97854 | 0.089359 | 0.00027811 | 0.00018694 | 0.00016277 | 0.33392 | 0.33408
0.33027 | 0.003733 | 0.42367 | 0.00017516 | 0.087441 | 0.49548 | 0.0038122 | 0.33408 | 0.070753 | 0.97854 | 0.089358 | 0.00027811 | 0.00018694 | 0.00016277 | 0.33392 | 0.33408
0.33027 | 0.0037329 | 0.42366 | 0.00017515 | 0.087441 | 0.49548 | 0.0038121 | 0.33408 | 0.070752 | 0.97854 | 0.089358 | 0.00027811 | 0.00018694 | 0.00016277 | 0.33392 | 0.33408
0.33027 | 0.0037328 | 0.42366 | 0.00017515 | 0.087441 | 0.49548 | 0.0038121 | 0.33408 | 0.070751 | 0.97854 | 0.089358 | 0.00027811 | 0.00018694 | 0.00016277 | 0.33392 | 0.33408
0.33027 | 0.0037328 | 0.42366 | 0.00017514 | 0.087441 | 0.49548 | 0.0038121 | 0.33408 | 0.070751 | 0.97854 | 0.089358 | 0.00027811 | 0.00018694 | 0.00016277 | 0.33392 | 0.33408
0.33027 | 0.0037327 | 0.42366 | 0.00017514 | 0.087441 | 0.49548 | 0.0038121 | 0.33408 | 0.07075 | 0.97854 | 0.089358 | 0.00027811 | 0.00018694 | 0.00016277 | 0.33392 | 0.33408
0.33027 | 0.0037327 | 0.42365 | 0.00017514 | 0.087441 | 0.49548 | 0.0038121 | 0.33408 | 0.07075 | 0.97854 | 0.089358 | 0.00027811 | 0.00018694 | 0.00016277 | 0.33392 | 0.33408
0.33027 | 0.0037327 | 0.42365 | 0.00017514 | 0.087441 | 0.49548 | 0.0038121 | 0.33408 | 0.07075 | 0.97854 | 0.089358 | 0.00027811 | 0.00018694 | 0.00016277 | 0.33392 | 0.33408
0.33027 | 0.0037327 | 0.42365 | 0.00017514 | 0.087441 | 0.49548 | 0.0038121 | 0.33408 | 0.07075 | 0.97854 | 0.089358 | 0.00027811 | 0.00018694 | 0.00016277 | 0.33392 | 0.33408
0.33027 | 0.0037327 | 0.42365 | 0.00017514 | 0.087441 | 0.49548 | 0.0038121 | 0.33408 | 0.07075 | 0.97854 | 0.089358 | 0.00027811 | 0.00018694 | 0.00016277 | 0.33392 | 0.33408
Segment number |  |  |  |  | 78 | Length | 0.7 |  |  | feet
Est. water depth at upper end of segment | Circ. Seg. Ht. | Central angle | circ. Seg. Area | Flow area | velocity | velocity head | total head | Arc length | Wet. Perim. | Hydraulic Radius | Friction slope | Friction slope | Friction head | Total head | Total head
y2 | h | theta | K | A | V2 | hv2 | H2 | s | Pw | R2 | Sf2 | Sf1 | hf2 | H1 | H2*
(ft) | (ft) | (rad) | (ft^2) | (ft^2) | (ft/s) | (ft) | (ft) | (ft) | (ft) | (ft) | (ft/ft) | (ft/ft) | (ft) | (ft) | (ft)
0.2 | 0.134 | 2.7438 | 0.032858 | 0.054758 | 0.79122 | 0.0097209 | 0.20972 | 0.45821 | 0.59109 | 0.09264 | 0.00067588 | 0.00017531 | 0.00029792 | 0.33408 | 0.33438
0.26233 | 0.071672 | 1.9266 | 0.013794 | 0.073822 | 0.58689 | 0.0053484 | 0.26768 | 0.32174 | 0.72756 | 0.10147 | 0.00032939 | 0.00017531 | 0.00017664 | 0.33408 | 0.33426
0.29562 | 0.038382 | 1.3834 | 0.0055903 | 0.082026 | 0.52819 | 0.0043321 | 0.29995 | 0.23103 | 0.81827 | 0.10024 | 0.00027114 | 0.00017531 | 0.00015626 | 0.33408 | 0.33424
0.31276 | 0.021239 | 1.0197 | 0.0023391 | 0.085277 | 0.50806 | 0.0040081 | 0.31677 | 0.17029 | 0.87901 | 0.097015 | 0.00026205 | 0.00017531 | 0.00015308 | 0.33408 | 0.33423
0.32149 | 0.012507 | 0.77897 | 0.0010657 | 0.08655 | 0.50058 | 0.003891 | 0.32538 | 0.13009 | 0.91921 | 0.094158 | 0.00026474 | 0.00017531 | 0.00015402 | 0.33408 | 0.33423
0.32592 | 0.0080825 | 0.62478 | 0.00055584 | 0.08706 | 0.49765 | 0.0038456 | 0.32976 | 0.10434 | 0.94496 | 0.092131 | 0.00026935 | 0.00017531 | 0.00015563 | 0.33408 | 0.33424
0.32815 | 0.0058465 | 0.53077 | 0.00034266 | 0.087273 | 0.49643 | 0.0038268 | 0.33198 | 0.088639 | 0.96066 | 0.090848 | 0.00027309 | 0.00017531 | 0.00015694 | 0.33408 | 0.33424
0.32928 | 0.0047185 | 0.47656 | 0.00024869 | 0.087367 | 0.4959 | 0.0038186 | 0.3331 | 0.079585 | 0.96971 | 0.090096 | 0.00027554 | 0.00017531 | 0.0001578 | 0.33408 | 0.33424
0.32985 | 0.0041499 | 0.4468 | 0.00020523 | 0.087411 | 0.49565 | 0.0038148 | 0.33366 | 0.074615 | 0.97468 | 0.089682 | 0.00027696 | 0.00017531 | 0.0001583 | 0.33408 | 0.33424
0.33014 | 0.0038635 | 0.43104 | 0.0001844 | 0.087432 | 0.49553 | 0.003813 | 0.33395 | 0.071984 | 0.97731 | 0.089461 | 0.00027774 | 0.00017531 | 0.00015857 | 0.33408 | 0.33424
0.33028 | 0.0037192 | 0.42288 | 0.00017419 | 0.087442 | 0.49548 | 0.0038121 | 0.33409 | 0.070622 | 0.97867 | 0.089347 | 0.00027815 | 0.00017531 | 0.00015871 | 0.33408 | 0.33424
0.33035 | 0.0036466 | 0.41872 | 0.00016913 | 0.087447 | 0.49545 | 0.0038116 | 0.33417 | 0.069926 | 0.97937 | 0.089289 | 0.00027836 | 0.00017531 | 0.00015878 | 0.33408 | 0.33424
0.33039 | 0.00361 | 0.41661 | 0.00016659 | 0.087449 | 0.49543 | 0.0038114 | 0.3342 | 0.069573 | 0.97972 | 0.08926 | 0.00027846 | 0.00017531 | 0.00015882 | 0.33408 | 0.33424
0.33041 | 0.0035916 | 0.41554 | 0.00016532 | 0.087451 | 0.49543 | 0.0038113 | 0.33422 | 0.069395 | 0.9799 | 0.089245 | 0.00027852 | 0.00017531 | 0.00015884 | 0.33408 | 0.33424
0.33042 | 0.0035823 | 0.415 | 0.00016468 | 0.087451 | 0.49542 | 0.0038112 | 0.33423 | 0.069305 | 0.97999 | 0.089237 | 0.00027855 | 0.00017531 | 0.00015885 | 0.33408 | 0.33424
0.33042 | 0.0035776 | 0.41473 | 0.00016436 | 0.087452 | 0.49542 | 0.0038112 | 0.33423 | 0.069259 | 0.98003 | 0.089233 | 0.00027856 | 0.00017531 | 0.00015885 | 0.33408 | 0.33424
0.33042 | 0.0035753 | 0.41459 | 0.0001642 | 0.087452 | 0.49542 | 0.0038112 | 0.33424 | 0.069237 | 0.98006 | 0.089231 | 0.00027857 | 0.00017531 | 0.00015886 | 0.33408 | 0.33424
0.33043 | 0.0035741 | 0.41452 | 0.00016412 | 0.087452 | 0.49542 | 0.0038112 | 0.33424 | 0.069225 | 0.98007 | 0.08923 | 0.00027857 | 0.00017531 | 0.00015886 | 0.33408 | 0.33424
0.33043 | 0.0035735 | 0.41449 | 0.00016408 | 0.087452 | 0.49542 | 0.0038112 | 0.33424 | 0.069219 | 0.98008 | 0.08923 | 0.00027857 | 0.00017531 | 0.00015886 | 0.33408 | 0.33424
0.33043 | 0.0035732 | 0.41447 | 0.00016406 | 0.087452 | 0.49542 | 0.0038112 | 0.33424 | 0.069216 | 0.98008 | 0.08923 | 0.00027857 | 0.00017531 | 0.00015886 | 0.33408 | 0.33424
0.33043 | 0.003573 | 0.41446 | 0.00016405 | 0.087452 | 0.49542 | 0.0038112 | 0.33424 | 0.069215 | 0.98008 | 0.08923 | 0.00027857 | 0.00017531 | 0.00015886 | 0.33408 | 0.33424
0.33043 | 0.003573 | 0.41446 | 0.00016404 | 0.087452 | 0.49542 | 0.0038112 | 0.33424 | 0.069214 | 0.98008 | 0.089229 | 0.00027857 | 0.00017531 | 0.00015886 | 0.33408 | 0.33424
0.33043 | 0.0035729 | 0.41445 | 0.00016404 | 0.087452 | 0.49542 | 0.0038112 | 0.33424 | 0.069214 | 0.98008 | 0.089229 | 0.00027857 | 0.00017531 | 0.00015886 | 0.33408 | 0.33424
0.33043 | 0.0035729 | 0.41445 | 0.00016404 | 0.087452 | 0.49542 | 0.0038112 | 0.33424 | 0.069214 | 0.98008 | 0.089229 | 0.00027857 | 0.00017531 | 0.00015886 | 0.33408 | 0.33424
0.33043 | 0.0035729 | 0.41445 | 0.00016404 | 0.087452 | 0.49542 | 0.0038112 | 0.33424 | 0.069214 | 0.98008 | 0.089229 | 0.00027857 | 0.00017531 | 0.00015886 | 0.33408 | 0.33424
0.33043 | 0.0035729 | 0.41445 | 0.00016404 | 0.087452 | 0.49542 | 0.0038112 | 0.33424 | 0.069214 | 0.98008 | 0.089229 | 0.00027857 | 0.00017531 | 0.00015886 | 0.33408 | 0.33424
0.33043 | 0.0035729 | 0.41445 | 0.00016404 | 0.087452 | 0.49542 | 0.0038112 | 0.33424 | 0.069213 | 0.98008 | 0.089229 | 0.00027857 | 0.00017531 | 0.00015886 | 0.33408 | 0.33424
0.33043 | 0.0035729 | 0.41445 | 0.00016404 | 0.087452 | 0.49542 | 0.0038112 | 0.33424 | 0.069213 | 0.98008 | 0.089229 | 0.00027857 | 0.00017531 | 0.00015886 | 0.33408 | 0.33424
Segment number |  |  |  |  | 79 | Length | 0.7 |  |  | feet
Est. water depth at upper end of segment | Circ. Seg. Ht. | Central angle | circ. Seg. Area | Flow area | velocity | velocity head | total head | Arc length | Wet. Perim. | Hydraulic Radius | Friction slope | Friction slope | Friction head | Total head | Total head
y2 | h | theta | K | A | V2 | hv2 | H2 | s | Pw | R2 | Sf2 | Sf1 | hf2 | H1 | H2*
(ft) | (ft) | (rad) | (ft^2) | (ft^2) | (ft/s) | (ft) | (ft) | (ft) | (ft) | (ft) | (ft/ft) | (ft/ft) | (ft) | (ft) | (ft)
0.2 | 0.134 | 2.7438 | 0.032858 | 0.054758 | 0.79122 | 0.0097209 | 0.20972 | 0.45821 | 0.59109 | 0.09264 | 0.00067588 | 0.0001642 | 0.00029403 | 0.33424 | 0.33453
0.26241 | 0.071594 | 1.9254 | 0.013772 | 0.073844 | 0.58672 | 0.0053453 | 0.26775 | 0.32155 | 0.72775 | 0.10147 | 0.00032918 | 0.0001642 | 0.00017268 | 0.33424 | 0.33441
0.29574 | 0.038264 | 1.3812 | 0.0055652 | 0.082051 | 0.52803 | 0.0043295 | 0.30007 | 0.23066 | 0.81864 | 0.10023 | 0.00027103 | 0.0001642 | 0.00015233 | 0.33424 | 0.33439
0.3129 | 0.021102 | 1.0163 | 0.0023167 | 0.085299 | 0.50792 | 0.004006 | 0.3169 | 0.16972 | 0.87957 | 0.096978 | 0.00026205 | 0.0001642 | 0.00014919 | 0.33424 | 0.33439
0.32164 | 0.01236 | 0.77431 | 0.001047 | 0.086569 | 0.50047 | 0.0038893 | 0.32553 | 0.12931 | 0.91999 | 0.094098 | 0.00026485 | 0.0001642 | 0.00015017 | 0.33424 | 0.33439
0.32607 | 0.0079305 | 0.61883 | 0.00054031 | 0.087076 | 0.49756 | 0.0038442 | 0.32991 | 0.10334 | 0.94595 | 0.092051 | 0.00026956 | 0.0001642 | 0.00015182 | 0.33424 | 0.33439
0.32831 | 0.0056923 | 0.52369 | 0.00032924 | 0.087287 | 0.49636 | 0.0038256 | 0.33213 | 0.087456 | 0.96184 | 0.09075 | 0.0002734 | 0.0001642 | 0.00015316 | 0.33424 | 0.33439
0.32944 | 0.0045632 | 0.46862 | 0.00023655 | 0.08738 | 0.49583 | 0.0038175 | 0.33325 | 0.078259 | 0.97104 | 0.089986 | 0.00027591 | 0.0001642 | 0.00015404 | 0.33424 | 0.33439
0.33001 | 0.0039942 | 0.4383 | 0.00019382 | 0.087422 | 0.49559 | 0.0038138 | 0.33382 | 0.073196 | 0.9761 | 0.089563 | 0.00027738 | 0.0001642 | 0.00015455 | 0.33424 | 0.33439
0.33029 | 0.0037076 | 0.42222 | 0.00017338 | 0.087443 | 0.49547 | 0.003812 | 0.3341 | 0.070511 | 0.97878 | 0.089338 | 0.00027818 | 0.0001642 | 0.00015483 | 0.33424 | 0.33439
0.33044 | 0.0035632 | 0.41389 | 0.00016337 | 0.087453 | 0.49542 | 0.0038111 | 0.33425 | 0.069119 | 0.98018 | 0.089222 | 0.0002786 | 0.0001642 | 0.00015498 | 0.33424 | 0.33439
0.33051 | 0.0034905 | 0.40963 | 0.00015841 | 0.087458 | 0.49539 | 0.0038107 | 0.33432 | 0.068408 | 0.98089 | 0.089162 | 0.00027882 | 0.0001642 | 0.00015506 | 0.33424 | 0.33439
0.33055 | 0.0034539 | 0.40747 | 0.00015593 | 0.08746 | 0.49537 | 0.0038105 | 0.33436 | 0.068048 | 0.98125 | 0.089132 | 0.00027893 | 0.0001642 | 0.0001551 | 0.33424 | 0.33439
0.33056 | 0.0034355 | 0.40638 | 0.00015469 | 0.087461 | 0.49537 | 0.0038104 | 0.33437 | 0.067865 | 0.98143 | 0.089116 | 0.00027898 | 0.0001642 | 0.00015512 | 0.33424 | 0.33439
0.33057 | 0.0034262 | 0.40583 | 0.00015406 | 0.087462 | 0.49536 | 0.0038103 | 0.33438 | 0.067773 | 0.98152 | 0.089109 | 0.00027901 | 0.0001642 | 0.00015513 | 0.33424 | 0.33439
0.33058 | 0.0034216 | 0.40555 | 0.00015375 | 0.087462 | 0.49536 | 0.0038103 | 0.33439 | 0.067727 | 0.98157 | 0.089105 | 0.00027903 | 0.0001642 | 0.00015513 | 0.33424 | 0.33439
0.33058 | 0.0034192 | 0.40541 | 0.00015359 | 0.087462 | 0.49536 | 0.0038103 | 0.33439 | 0.067703 | 0.98159 | 0.089103 | 0.00027903 | 0.0001642 | 0.00015513 | 0.33424 | 0.33439
0.33058 | 0.003418 | 0.40534 | 0.00015351 | 0.087463 | 0.49536 | 0.0038103 | 0.33439 | 0.067692 | 0.9816 | 0.089102 | 0.00027904 | 0.0001642 | 0.00015513 | 0.33424 | 0.33439
0.33058 | 0.0034174 | 0.4053 | 0.00015347 | 0.087463 | 0.49536 | 0.0038103 | 0.33439 | 0.067686 | 0.98161 | 0.089101 | 0.00027904 | 0.0001642 | 0.00015513 | 0.33424 | 0.33439
0.33058 | 0.0034171 | 0.40529 | 0.00015345 | 0.087463 | 0.49536 | 0.0038103 | 0.33439 | 0.067683 | 0.98161 | 0.089101 | 0.00027904 | 0.0001642 | 0.00015513 | 0.33424 | 0.33439
0.33058 | 0.003417 | 0.40528 | 0.00015344 | 0.087463 | 0.49536 | 0.0038103 | 0.33439 | 0.067681 | 0.98161 | 0.089101 | 0.00027904 | 0.0001642 | 0.00015513 | 0.33424 | 0.33439
0.33058 | 0.0034169 | 0.40527 | 0.00015344 | 0.087463 | 0.49536 | 0.0038103 | 0.33439 | 0.06768 | 0.98161 | 0.089101 | 0.00027904 | 0.0001642 | 0.00015513 | 0.33424 | 0.33439
0.33058 | 0.0034169 | 0.40527 | 0.00015343 | 0.087463 | 0.49536 | 0.0038103 | 0.33439 | 0.06768 | 0.98161 | 0.089101 | 0.00027904 | 0.0001642 | 0.00015513 | 0.33424 | 0.33439
0.33058 | 0.0034169 | 0.40527 | 0.00015343 | 0.087463 | 0.49536 | 0.0038103 | 0.33439 | 0.06768 | 0.98161 | 0.089101 | 0.00027904 | 0.0001642 | 0.00015514 | 0.33424 | 0.33439
0.33058 | 0.0034168 | 0.40527 | 0.00015343 | 0.087463 | 0.49536 | 0.0038103 | 0.33439 | 0.06768 | 0.98161 | 0.089101 | 0.00027904 | 0.0001642 | 0.00015514 | 0.33424 | 0.33439
0.33058 | 0.0034168 | 0.40527 | 0.00015343 | 0.087463 | 0.49536 | 0.0038103 | 0.33439 | 0.06768 | 0.98161 | 0.089101 | 0.00027904 | 0.0001642 | 0.00015514 | 0.33424 | 0.33439
0.33058 | 0.0034168 | 0.40527 | 0.00015343 | 0.087463 | 0.49536 | 0.0038103 | 0.33439 | 0.06768 | 0.98161 | 0.089101 | 0.00027904 | 0.0001642 | 0.00015514 | 0.33424 | 0.33439
0.33058 | 0.0034168 | 0.40527 | 0.00015343 | 0.087463 | 0.49536 | 0.0038103 | 0.33439 | 0.06768 | 0.98161 | 0.089101 | 0.00027904 | 0.0001642 | 0.00015514 | 0.33424 | 0.33439
Segment number |  |  |  |  | 80 | Length | 0.7 |  |  | feet
Est. water depth at upper end of segment | Circ. Seg. Ht. | Central angle | circ. Seg. Area | Flow area | velocity | velocity head | total head | Arc length | Wet. Perim. | Hydraulic Radius | Friction slope | Friction slope | Friction head | Total head | Total head
y2 | h | theta | K | A | V2 | hv2 | H2 | s | Pw | R2 | Sf2 | Sf1 | hf2 | H1 | H2*
(ft) | (ft) | (rad) | (ft^2) | (ft^2) | (ft/s) | (ft) | (ft) | (ft) | (ft) | (ft) | (ft/ft) | (ft/ft) | (ft) | (ft) | (ft)
0.2 | 0.134 | 2.7438 | 0.032858 | 0.054758 | 0.79122 | 0.0097209 | 0.20972 | 0.45821 | 0.59109 | 0.09264 | 0.00067588 | 0.00015359 | 0.00029032 | 0.33439 | 0.33468
0.26248 | 0.071519 | 1.9243 | 0.013752 | 0.073864 | 0.58655 | 0.0053423 | 0.26782 | 0.32136 | 0.72793 | 0.10147 | 0.00032899 | 0.00015359 | 0.0001689 | 0.33439 | 0.33456
0.29585 | 0.038149 | 1.379 | 0.0055408 | 0.082075 | 0.52787 | 0.0043269 | 0.30018 | 0.23029 | 0.819 | 0.10021 | 0.00027092 | 0.00015359 | 0.00014858 | 0.33439 | 0.33454
0.31303 | 0.020967 | 1.013 | 0.0022949 | 0.085321 | 0.50779 | 0.0040039 | 0.31704 | 0.16917 | 0.88012 | 0.096942 | 0.00026204 | 0.00015359 | 0.00014547 | 0.33439 | 0.33454
0.32178 | 0.012216 | 0.76973 | 0.0010289 | 0.086587 | 0.50037 | 0.0038877 | 0.32567 | 0.12854 | 0.92075 | 0.09404 | 0.00026496 | 0.00015359 | 0.00014649 | 0.33439 | 0.33454
0.32622 | 0.0077819 | 0.61296 | 0.00052527 | 0.087091 | 0.49747 | 0.0038429 | 0.33006 | 0.10236 | 0.94693 | 0.091972 | 0.00026978 | 0.00015359 | 0.00014818 | 0.33439 | 0.33454
0.32846 | 0.0055416 | 0.51667 | 0.00031629 | 0.0873 | 0.49628 | 0.0038245 | 0.33228 | 0.086284 | 0.96301 | 0.090653 | 0.00027371 | 0.00015359 | 0.00014955 | 0.33439 | 0.33454
0.32959 | 0.0044116 | 0.46073 | 0.00022489 | 0.087391 | 0.49576 | 0.0038165 | 0.3334 | 0.076941 | 0.97235 | 0.089876 | 0.00027629 | 0.00015359 | 0.00015046 | 0.33439 | 0.33454
0.33016 | 0.0038421 | 0.42984 | 0.00018288 | 0.087433 | 0.49553 | 0.0038128 | 0.33397 | 0.071783 | 0.97751 | 0.089445 | 0.0002778 | 0.00015359 | 0.00015099 | 0.33439 | 0.33454
0.33044 | 0.0035552 | 0.41342 | 0.00016283 | 0.087453 | 0.49541 | 0.0038111 | 0.33426 | 0.069042 | 0.98025 | 0.089215 | 0.00027863 | 0.00015359 | 0.00015128 | 0.33439 | 0.33454
0.33059 | 0.0034108 | 0.40491 | 0.00015303 | 0.087463 | 0.49536 | 0.0038102 | 0.3344 | 0.06762 | 0.98167 | 0.089096 | 0.00027906 | 0.00015359 | 0.00015143 | 0.33439 | 0.33454
0.33066 | 0.0033381 | 0.40055 | 0.00014817 | 0.087468 | 0.49533 | 0.0038098 | 0.33447 | 0.066893 | 0.9824 | 0.089035 | 0.00027928 | 0.00015359 | 0.00015151 | 0.33439 | 0.33454
0.3307 | 0.0033015 | 0.39834 | 0.00014574 | 0.08747 | 0.49532 | 0.0038096 | 0.33451 | 0.066524 | 0.98277 | 0.089004 | 0.0002794 | 0.00015359 | 0.00015155 | 0.33439 | 0.33454
0.33072 | 0.0032831 | 0.39723 | 0.00014453 | 0.087472 | 0.49531 | 0.0038095 | 0.33453 | 0.066337 | 0.98296 | 0.088988 | 0.00027946 | 0.00015359 | 0.00015157 | 0.33439 | 0.33454
0.33073 | 0.0032738 | 0.39666 | 0.00014391 | 0.087472 | 0.49531 | 0.0038094 | 0.33454 | 0.066243 | 0.98305 | 0.08898 | 0.00027948 | 0.00015359 | 0.00015158 | 0.33439 | 0.33454
0.33073 | 0.0032691 | 0.39638 | 0.00014361 | 0.087472 | 0.4953 | 0.0038094 | 0.33454 | 0.066196 | 0.9831 | 0.088976 | 0.0002795 | 0.00015359 | 0.00015158 | 0.33439 | 0.33455
0.33073 | 0.0032668 | 0.39624 | 0.00014345 | 0.087473 | 0.4953 | 0.0038094 | 0.33454 | 0.066172 | 0.98312 | 0.088974 | 0.00027951 | 0.00015359 | 0.00015158 | 0.33439 | 0.33455
0.33073 | 0.0032656 | 0.39617 | 0.00014337 | 0.087473 | 0.4953 | 0.0038094 | 0.33454 | 0.06616 | 0.98313 | 0.088973 | 0.00027951 | 0.00015359 | 0.00015159 | 0.33439 | 0.33455
0.33074 | 0.003265 | 0.39613 | 0.00014334 | 0.087473 | 0.4953 | 0.0038094 | 0.33454 | 0.066154 | 0.98314 | 0.088973 | 0.00027951 | 0.00015359 | 0.00015159 | 0.33439 | 0.33455
0.33074 | 0.0032647 | 0.39611 | 0.00014332 | 0.087473 | 0.4953 | 0.0038094 | 0.33454 | 0.06615 | 0.98314 | 0.088972 | 0.00027951 | 0.00015359 | 0.00015159 | 0.33439 | 0.33455
0.33074 | 0.0032645 | 0.3961 | 0.00014331 | 0.087473 | 0.4953 | 0.0038094 | 0.33454 | 0.066149 | 0.98315 | 0.088972 | 0.00027951 | 0.00015359 | 0.00015159 | 0.33439 | 0.33455
0.33074 | 0.0032644 | 0.3961 | 0.0001433 | 0.087473 | 0.4953 | 0.0038094 | 0.33454 | 0.066148 | 0.98315 | 0.088972 | 0.00027951 | 0.00015359 | 0.00015159 | 0.33439 | 0.33455
0.33074 | 0.0032644 | 0.39609 | 0.0001433 | 0.087473 | 0.4953 | 0.0038094 | 0.33454 | 0.066148 | 0.98315 | 0.088972 | 0.00027951 | 0.00015359 | 0.00015159 | 0.33439 | 0.33455
0.33074 | 0.0032644 | 0.39609 | 0.0001433 | 0.087473 | 0.4953 | 0.0038094 | 0.33454 | 0.066148 | 0.98315 | 0.088972 | 0.00027951 | 0.00015359 | 0.00015159 | 0.33439 | 0.33455
0.33074 | 0.0032644 | 0.39609 | 0.0001433 | 0.087473 | 0.4953 | 0.0038094 | 0.33454 | 0.066147 | 0.98315 | 0.088972 | 0.00027951 | 0.00015359 | 0.00015159 | 0.33439 | 0.33455
0.33074 | 0.0032644 | 0.39609 | 0.0001433 | 0.087473 | 0.4953 | 0.0038094 | 0.33455 | 0.066147 | 0.98315 | 0.088972 | 0.00027951 | 0.00015359 | 0.00015159 | 0.33439 | 0.33455
0.33074 | 0.0032644 | 0.39609 | 0.0001433 | 0.087473 | 0.4953 | 0.0038094 | 0.33455 | 0.066147 | 0.98315 | 0.088972 | 0.00027951 | 0.00015359 | 0.00015159 | 0.33439 | 0.33455
0.33074 | 0.0032644 | 0.39609 | 0.0001433 | 0.087473 | 0.4953 | 0.0038094 | 0.33455 | 0.066147 | 0.98315 | 0.088972 | 0.00027951 | 0.00015359 | 0.00015159 | 0.33439 | 0.33455
Segment number |  |  |  |  | 81 | Length | 0.7 |  |  | feet
Est. water depth at upper end of segment | Circ. Seg. Ht. | Central angle | circ. Seg. Area | Flow area | velocity | velocity head | total head | Arc length | Wet. Perim. | Hydraulic Radius | Friction slope | Friction slope | Friction head | Total head | Total head
y2 | h | theta | K | A | V2 | hv2 | H2 | s | Pw | R2 | Sf2 | Sf1 | hf2 | H1 | H2*
(ft) | (ft) | (rad) | (ft^2) | (ft^2) | (ft/s) | (ft) | (ft) | (ft) | (ft) | (ft) | (ft/ft) | (ft/ft) | (ft) | (ft) | (ft)
0.2 | 0.134 | 2.7438 | 0.032858 | 0.054758 | 0.79122 | 0.0097209 | 0.20972 | 0.45821 | 0.59109 | 0.09264 | 0.00067588 | 0.00014345 | 0.00028677 | 0.33455 | 0.33483
0.26256 | 0.071445 | 1.9232 | 0.013731 | 0.073885 | 0.58639 | 0.0053394 | 0.26789 | 0.32118 | 0.72811 | 0.10147 | 0.00032879 | 0.00014345 | 0.00016529 | 0.33455 | 0.33471
0.29596 | 0.038037 | 1.3769 | 0.0055169 | 0.082099 | 0.52772 | 0.0043244 | 0.30029 | 0.22994 | 0.81935 | 0.1002 | 0.00027081 | 0.00014345 | 0.00014499 | 0.33455 | 0.33469
0.31316 | 0.020836 | 1.0097 | 0.0022736 | 0.085342 | 0.50767 | 0.0040019 | 0.31717 | 0.16863 | 0.88067 | 0.096907 | 0.00026204 | 0.00014345 | 0.00014192 | 0.33455 | 0.33469
0.32192 | 0.012075 | 0.76522 | 0.0010113 | 0.086605 | 0.50027 | 0.0038861 | 0.32581 | 0.12779 | 0.9215 | 0.093982 | 0.00026507 | 0.00014345 | 0.00014298 | 0.33455 | 0.33469
0.32636 | 0.0076367 | 0.60717 | 0.0005107 | 0.087105 | 0.49739 | 0.0038416 | 0.3302 | 0.1014 | 0.9479 | 0.091893 | 0.00027 | 0.00014345 | 0.00014471 | 0.33455 | 0.33469
0.32861 | 0.0053943 | 0.50972 | 0.00030381 | 0.087312 | 0.49621 | 0.0038234 | 0.33243 | 0.085123 | 0.96417 | 0.090557 | 0.00027402 | 0.00014345 | 0.00014611 | 0.33455 | 0.33469
0.32974 | 0.0042633 | 0.45288 | 0.00021368 | 0.087402 | 0.4957 | 0.0038155 | 0.33355 | 0.075632 | 0.97366 | 0.089767 | 0.00027667 | 0.00014345 | 0.00014704 | 0.33455 | 0.33469
0.33031 | 0.0036934 | 0.42141 | 0.00017239 | 0.087444 | 0.49547 | 0.0038119 | 0.33412 | 0.070375 | 0.97892 | 0.089327 | 0.00027822 | 0.00014345 | 0.00014759 | 0.33455 | 0.33469
0.33059 | 0.0034063 | 0.40464 | 0.00015273 | 0.087463 | 0.49535 | 0.0038102 | 0.3344 | 0.067575 | 0.98172 | 0.089092 | 0.00027907 | 0.00014345 | 0.00014788 | 0.33455 | 0.33469
0.33074 | 0.0032618 | 0.39594 | 0.00014313 | 0.087473 | 0.4953 | 0.0038094 | 0.33455 | 0.066122 | 0.98317 | 0.08897 | 0.00027952 | 0.00014345 | 0.00014804 | 0.33455 | 0.33469
0.33081 | 0.0031891 | 0.39148 | 0.00013838 | 0.087478 | 0.49527 | 0.0038089 | 0.33462 | 0.065378 | 0.98392 | 0.088908 | 0.00027975 | 0.00014345 | 0.00014812 | 0.33455 | 0.33469
0.33085 | 0.0031524 | 0.38922 | 0.000136 | 0.08748 | 0.49526 | 0.0038087 | 0.33466 | 0.065 | 0.98429 | 0.088876 | 0.00027987 | 0.00014345 | 0.00014816 | 0.33455 | 0.33469
0.33087 | 0.003134 | 0.38808 | 0.00013481 | 0.087481 | 0.49525 | 0.0038086 | 0.33467 | 0.064809 | 0.98449 | 0.08886 | 0.00027993 | 0.00014345 | 0.00014818 | 0.33455 | 0.33469
0.33088 | 0.0031247 | 0.3875 | 0.00013422 | 0.087482 | 0.49525 | 0.0038086 | 0.33468 | 0.064713 | 0.98458 | 0.088852 | 0.00027996 | 0.00014345 | 0.00014819 | 0.33455 | 0.33469
0.33088 | 0.0031201 | 0.38721 | 0.00013392 | 0.087482 | 0.49525 | 0.0038086 | 0.33469 | 0.064664 | 0.98463 | 0.088848 | 0.00027998 | 0.00014345 | 0.0001482 | 0.33455 | 0.33469
0.33088 | 0.0031177 | 0.38706 | 0.00013377 | 0.087482 | 0.49525 | 0.0038085 | 0.33469 | 0.06464 | 0.98465 | 0.088846 | 0.00027998 | 0.00014345 | 0.0001482 | 0.33455 | 0.33469
0.33088 | 0.0031165 | 0.38699 | 0.00013369 | 0.087482 | 0.49525 | 0.0038085 | 0.33469 | 0.064627 | 0.98467 | 0.088845 | 0.00027999 | 0.00014345 | 0.0001482 | 0.33455 | 0.33469
0.33088 | 0.0031159 | 0.38695 | 0.00013365 | 0.087482 | 0.49525 | 0.0038085 | 0.33469 | 0.064621 | 0.98467 | 0.088844 | 0.00027999 | 0.00014345 | 0.0001482 | 0.33455 | 0.33469
0.33088 | 0.0031156 | 0.38693 | 0.00013363 | 0.087482 | 0.49525 | 0.0038085 | 0.33469 | 0.064618 | 0.98468 | 0.088844 | 0.00027999 | 0.00014345 | 0.00014821 | 0.33455 | 0.33469
0.33088 | 0.0031155 | 0.38692 | 0.00013362 | 0.087482 | 0.49525 | 0.0038085 | 0.33469 | 0.064616 | 0.98468 | 0.088844 | 0.00027999 | 0.00014345 | 0.00014821 | 0.33455 | 0.33469
0.33088 | 0.0031154 | 0.38692 | 0.00013362 | 0.087482 | 0.49525 | 0.0038085 | 0.33469 | 0.064616 | 0.98468 | 0.088844 | 0.00027999 | 0.00014345 | 0.00014821 | 0.33455 | 0.33469
0.33088 | 0.0031154 | 0.38692 | 0.00013361 | 0.087482 | 0.49525 | 0.0038085 | 0.33469 | 0.064615 | 0.98468 | 0.088844 | 0.00027999 | 0.00014345 | 0.00014821 | 0.33455 | 0.33469
0.33088 | 0.0031153 | 0.38692 | 0.00013361 | 0.087482 | 0.49525 | 0.0038085 | 0.33469 | 0.064615 | 0.98468 | 0.088844 | 0.00027999 | 0.00014345 | 0.00014821 | 0.33455 | 0.33469
0.33088 | 0.0031153 | 0.38692 | 0.00013361 | 0.087482 | 0.49525 | 0.0038085 | 0.33469 | 0.064615 | 0.98468 | 0.088844 | 0.00027999 | 0.00014345 | 0.00014821 | 0.33455 | 0.33469
0.33088 | 0.0031153 | 0.38692 | 0.00013361 | 0.087482 | 0.49525 | 0.0038085 | 0.33469 | 0.064615 | 0.98468 | 0.088844 | 0.00027999 | 0.00014345 | 0.00014821 | 0.33455 | 0.33469
0.33088 | 0.0031153 | 0.38692 | 0.00013361 | 0.087482 | 0.49525 | 0.0038085 | 0.33469 | 0.064615 | 0.98468 | 0.088844 | 0.00027999 | 0.00014345 | 0.00014821 | 0.33455 | 0.33469
0.33088 | 0.0031153 | 0.38692 | 0.00013361 | 0.087482 | 0.49525 | 0.0038085 | 0.33469 | 0.064615 | 0.98468 | 0.088844 | 0.00027999 | 0.00014345 | 0.00014821 | 0.33455 | 0.33469
Segment number |  |  |  |  | 82 | Length | 0.7 |  |  | feet
Est. water depth at upper end of segment | Circ. Seg. Ht. | Central angle | circ. Seg. Area | Flow area | velocity | velocity head | total head | Arc length | Wet. Perim. | Hydraulic Radius | Friction slope | Friction slope | Friction head | Total head | Total head
y2 | h | theta | K | A | V2 | hv2 | H2 | s | Pw | R2 | Sf2 | Sf1 | hf2 | H1 | H2*
(ft) | (ft) | (rad) | (ft^2) | (ft^2) | (ft/s) | (ft) | (ft) | (ft) | (ft) | (ft) | (ft/ft) | (ft/ft) | (ft) | (ft) | (ft)
0.2 | 0.134 | 2.7438 | 0.032858 | 0.054758 | 0.79122 | 0.0097209 | 0.20972 | 0.45821 | 0.59109 | 0.09264 | 0.00067588 | 0.00013377 | 0.00028338 | 0.33469 | 0.33498
0.26263 | 0.071372 | 1.9222 | 0.013712 | 0.073904 | 0.58624 | 0.0053365 | 0.26796 | 0.32101 | 0.72829 | 0.10148 | 0.00032861 | 0.00013377 | 0.00016183 | 0.33469 | 0.33486
0.29607 | 0.037927 | 1.3748 | 0.0054936 | 0.082123 | 0.52757 | 0.0043219 | 0.3004 | 0.22959 | 0.8197 | 0.10019 | 0.00027071 | 0.00013377 | 0.00014157 | 0.33469 | 0.33483
0.31329 | 0.020707 | 1.0066 | 0.0022529 | 0.085363 | 0.50754 | 0.004 | 0.31729 | 0.16809 | 0.8812 | 0.096872 | 0.00026204 | 0.00013377 | 0.00013853 | 0.33469 | 0.33483
0.32206 | 0.011938 | 0.76079 | 0.0009942 | 0.086622 | 0.50017 | 0.0038846 | 0.32595 | 0.12705 | 0.92224 | 0.093925 | 0.00026517 | 0.00013377 | 0.00013963 | 0.33469 | 0.33483
0.32651 | 0.0074947 | 0.60145 | 0.00049659 | 0.087119 | 0.49731 | 0.0038403 | 0.33035 | 0.10044 | 0.94885 | 0.091816 | 0.00027021 | 0.00013377 | 0.00014139 | 0.33469 | 0.33483
0.32875 | 0.0052502 | 0.50283 | 0.00029175 | 0.087324 | 0.49614 | 0.0038223 | 0.33257 | 0.083972 | 0.96532 | 0.090461 | 0.00027433 | 0.00013377 | 0.00014283 | 0.33469 | 0.33484
0.32988 | 0.0041182 | 0.44508 | 0.00020289 | 0.087413 | 0.49564 | 0.0038146 | 0.3337 | 0.074329 | 0.97497 | 0.089658 | 0.00027705 | 0.00013377 | 0.00014378 | 0.33469 | 0.33484
0.33045 | 0.0035479 | 0.413 | 0.00016232 | 0.087454 | 0.49541 | 0.003811 | 0.33426 | 0.06897 | 0.98032 | 0.089209 | 0.00027865 | 0.00013377 | 0.00014434 | 0.33469 | 0.33484
0.33074 | 0.0032607 | 0.39587 | 0.00014305 | 0.087473 | 0.4953 | 0.0038094 | 0.33455 | 0.06611 | 0.98318 | 0.088969 | 0.00027953 | 0.00013377 | 0.00014465 | 0.33469 | 0.33484
0.33088 | 0.0031161 | 0.38696 | 0.00013366 | 0.087482 | 0.49525 | 0.0038085 | 0.33469 | 0.064623 | 0.98467 | 0.088844 | 0.00027999 | 0.00013377 | 0.00014481 | 0.33469 | 0.33484
0.33096 | 0.0030433 | 0.3824 | 0.00012901 | 0.087487 | 0.49522 | 0.0038081 | 0.33476 | 0.063861 | 0.98543 | 0.08878 | 0.00028023 | 0.00013377 | 0.0001449 | 0.33469 | 0.33484
0.33099 | 0.0030067 | 0.38009 | 0.0001267 | 0.087489 | 0.49521 | 0.0038079 | 0.3348 | 0.063474 | 0.98582 | 0.088748 | 0.00028035 | 0.00013377 | 0.00014494 | 0.33469 | 0.33484
0.33101 | 0.0029882 | 0.37892 | 0.00012553 | 0.087491 | 0.4952 | 0.0038078 | 0.33482 | 0.063279 | 0.98602 | 0.088731 | 0.00028041 | 0.00013377 | 0.00014496 | 0.33469 | 0.33484
0.33102 | 0.0029789 | 0.37833 | 0.00012495 | 0.087491 | 0.4952 | 0.0038078 | 0.33483 | 0.06318 | 0.98611 | 0.088723 | 0.00028044 | 0.00013377 | 0.00014497 | 0.33469 | 0.33484
0.33103 | 0.0029743 | 0.37803 | 0.00012466 | 0.087491 | 0.4952 | 0.0038078 | 0.33483 | 0.063131 | 0.98616 | 0.088719 | 0.00028046 | 0.00013377 | 0.00014498 | 0.33469 | 0.33484
0.33103 | 0.0029719 | 0.37788 | 0.00012451 | 0.087492 | 0.4952 | 0.0038077 | 0.33484 | 0.063106 | 0.98619 | 0.088717 | 0.00028047 | 0.00013377 | 0.00014498 | 0.33469 | 0.33484
0.33103 | 0.0029707 | 0.3778 | 0.00012444 | 0.087492 | 0.49519 | 0.0038077 | 0.33484 | 0.063093 | 0.9862 | 0.088716 | 0.00028047 | 0.00013377 | 0.00014498 | 0.33469 | 0.33484
0.33103 | 0.0029701 | 0.37776 | 0.0001244 | 0.087492 | 0.49519 | 0.0038077 | 0.33484 | 0.063087 | 0.98621 | 0.088715 | 0.00028047 | 0.00013377 | 0.00014498 | 0.33469 | 0.33484
0.33103 | 0.0029698 | 0.37774 | 0.00012438 | 0.087492 | 0.49519 | 0.0038077 | 0.33484 | 0.063083 | 0.98621 | 0.088715 | 0.00028047 | 0.00013377 | 0.00014498 | 0.33469 | 0.33484
0.33103 | 0.0029697 | 0.37774 | 0.00012437 | 0.087492 | 0.49519 | 0.0038077 | 0.33484 | 0.063082 | 0.98621 | 0.088715 | 0.00028047 | 0.00013377 | 0.00014498 | 0.33469 | 0.33484
0.33103 | 0.0029696 | 0.37773 | 0.00012437 | 0.087492 | 0.49519 | 0.0038077 | 0.33484 | 0.063081 | 0.98621 | 0.088715 | 0.00028047 | 0.00013377 | 0.00014498 | 0.33469 | 0.33484
0.33103 | 0.0029696 | 0.37773 | 0.00012436 | 0.087492 | 0.49519 | 0.0038077 | 0.33484 | 0.063081 | 0.98621 | 0.088715 | 0.00028047 | 0.00013377 | 0.00014498 | 0.33469 | 0.33484
0.33103 | 0.0029696 | 0.37773 | 0.00012436 | 0.087492 | 0.49519 | 0.0038077 | 0.33484 | 0.06308 | 0.98621 | 0.088715 | 0.00028047 | 0.00013377 | 0.00014498 | 0.33469 | 0.33484
0.33103 | 0.0029695 | 0.37773 | 0.00012436 | 0.087492 | 0.49519 | 0.0038077 | 0.33484 | 0.06308 | 0.98621 | 0.088715 | 0.00028047 | 0.00013377 | 0.00014498 | 0.33469 | 0.33484
0.33103 | 0.0029695 | 0.37773 | 0.00012436 | 0.087492 | 0.49519 | 0.0038077 | 0.33484 | 0.06308 | 0.98621 | 0.088715 | 0.00028047 | 0.00013377 | 0.00014498 | 0.33469 | 0.33484
0.33103 | 0.0029695 | 0.37773 | 0.00012436 | 0.087492 | 0.49519 | 0.0038077 | 0.33484 | 0.06308 | 0.98621 | 0.088715 | 0.00028047 | 0.00013377 | 0.00014498 | 0.33469 | 0.33484
0.33103 | 0.0029695 | 0.37773 | 0.00012436 | 0.087492 | 0.49519 | 0.0038077 | 0.33484 | 0.06308 | 0.98621 | 0.088715 | 0.00028047 | 0.00013377 | 0.00014498 | 0.33469 | 0.33484
Segment number |  |  |  |  | 83 | Length | 0.7 |  |  | feet
Est. water depth at upper end of segment | Circ. Seg. Ht. | Central angle | circ. Seg. Area | Flow area | velocity | velocity head | total head | Arc length | Wet. Perim. | Hydraulic Radius | Friction slope | Friction slope | Friction head | Total head | Total head
y2 | h | theta | K | A | V2 | hv2 | H2 | s | Pw | R2 | Sf2 | Sf1 | hf2 | H1 | H2*
(ft) | (ft) | (rad) | (ft^2) | (ft^2) | (ft/s) | (ft) | (ft) | (ft) | (ft) | (ft) | (ft/ft) | (ft/ft) | (ft) | (ft) | (ft)
0.2 | 0.134 | 2.7438 | 0.032858 | 0.054758 | 0.79122 | 0.0097209 | 0.20972 | 0.45821 | 0.59109 | 0.09264 | 0.00067588 | 0.00012451 | 0.00028014 | 0.33484 | 0.33512
0.2627 | 0.071301 | 1.9212 | 0.013692 | 0.073924 | 0.58608 | 0.0053337 | 0.26803 | 0.32083 | 0.72846 | 0.10148 | 0.00032842 | 0.00012451 | 0.00015853 | 0.33484 | 0.335
0.29618 | 0.037819 | 1.3728 | 0.0054708 | 0.082145 | 0.52742 | 0.0043195 | 0.3005 | 0.22925 | 0.82004 | 0.10017 | 0.00027061 | 0.00012451 | 0.00013829 | 0.33484 | 0.33498
0.31342 | 0.020581 | 1.0034 | 0.0022326 | 0.085383 | 0.50742 | 0.0039981 | 0.31742 | 0.16757 | 0.88172 | 0.096837 | 0.00026204 | 0.00012451 | 0.00013529 | 0.33484 | 0.33497
0.3222 | 0.011803 | 0.75644 | 0.00097754 | 0.086639 | 0.50007 | 0.0038831 | 0.32608 | 0.12632 | 0.92297 | 0.093869 | 0.00026528 | 0.00012451 | 0.00013643 | 0.33484 | 0.33497
0.32664 | 0.0073557 | 0.59581 | 0.0004829 | 0.087133 | 0.49723 | 0.0038391 | 0.33048 | 0.0995 | 0.94979 | 0.091739 | 0.00027043 | 0.00012451 | 0.00013823 | 0.33484 | 0.33498
0.32889 | 0.0051092 | 0.49599 | 0.00028011 | 0.087336 | 0.49608 | 0.0038213 | 0.33271 | 0.082831 | 0.96646 | 0.090367 | 0.00027464 | 0.00012451 | 0.0001397 | 0.33484 | 0.33498
0.33002 | 0.0039763 | 0.43731 | 0.00019252 | 0.087424 | 0.49558 | 0.0038137 | 0.33384 | 0.073031 | 0.97626 | 0.089549 | 0.00027743 | 0.00012451 | 0.00014068 | 0.33484 | 0.33498
0.33059 | 0.0034055 | 0.4046 | 0.00015267 | 0.087463 | 0.49535 | 0.0038102 | 0.3344 | 0.067567 | 0.98173 | 0.089091 | 0.00027908 | 0.00012451 | 0.00014126 | 0.33484 | 0.33498
0.33088 | 0.0031181 | 0.38709 | 0.00013379 | 0.087482 | 0.49525 | 0.0038085 | 0.33469 | 0.064644 | 0.98465 | 0.088846 | 0.00027998 | 0.00012451 | 0.00014157 | 0.33484 | 0.33498
0.33103 | 0.0029735 | 0.37798 | 0.00012461 | 0.087491 | 0.4952 | 0.0038077 | 0.33483 | 0.063122 | 0.98617 | 0.088718 | 0.00028046 | 0.00012451 | 0.00014174 | 0.33484 | 0.33498
0.3311 | 0.0029006 | 0.37331 | 0.00012007 | 0.087496 | 0.49517 | 0.0038074 | 0.33491 | 0.062342 | 0.98695 | 0.088653 | 0.00028071 | 0.00012451 | 0.00014183 | 0.33484 | 0.33498
0.33114 | 0.002864 | 0.37093 | 0.0001178 | 0.087498 | 0.49516 | 0.0038072 | 0.33494 | 0.061946 | 0.98735 | 0.088619 | 0.00028083 | 0.00012451 | 0.00014187 | 0.33484 | 0.33498
0.33115 | 0.0028455 | 0.36973 | 0.00011667 | 0.087499 | 0.49515 | 0.0038071 | 0.33496 | 0.061745 | 0.98755 | 0.088603 | 0.0002809 | 0.00012451 | 0.00014189 | 0.33484 | 0.33498
0.33116 | 0.0028363 | 0.36913 | 0.0001161 | 0.0875 | 0.49515 | 0.003807 | 0.33497 | 0.061644 | 0.98765 | 0.088594 | 0.00028093 | 0.00012451 | 0.0001419 | 0.33484 | 0.33498
0.33117 | 0.0028316 | 0.36882 | 0.00011581 | 0.0875 | 0.49515 | 0.003807 | 0.33498 | 0.061593 | 0.9877 | 0.08859 | 0.00028095 | 0.00012451 | 0.00014191 | 0.33484 | 0.33498
0.33117 | 0.0028292 | 0.36867 | 0.00011567 | 0.0875 | 0.49515 | 0.003807 | 0.33498 | 0.061568 | 0.98773 | 0.088588 | 0.00028096 | 0.00012451 | 0.00014191 | 0.33484 | 0.33498
0.33117 | 0.002828 | 0.36859 | 0.00011559 | 0.0875 | 0.49514 | 0.003807 | 0.33498 | 0.061555 | 0.98774 | 0.088587 | 0.00028096 | 0.00012451 | 0.00014191 | 0.33484 | 0.33498
0.33117 | 0.0028275 | 0.36855 | 0.00011556 | 0.087501 | 0.49514 | 0.003807 | 0.33498 | 0.061548 | 0.98775 | 0.088586 | 0.00028096 | 0.00012451 | 0.00014191 | 0.33484 | 0.33498
0.33117 | 0.0028272 | 0.36853 | 0.00011554 | 0.087501 | 0.49514 | 0.003807 | 0.33498 | 0.061545 | 0.98775 | 0.088586 | 0.00028096 | 0.00012451 | 0.00014192 | 0.33484 | 0.33498
0.33117 | 0.002827 | 0.36852 | 0.00011553 | 0.087501 | 0.49514 | 0.003807 | 0.33498 | 0.061543 | 0.98775 | 0.088586 | 0.00028096 | 0.00012451 | 0.00014192 | 0.33484 | 0.33498
0.33117 | 0.0028269 | 0.36852 | 0.00011553 | 0.087501 | 0.49514 | 0.003807 | 0.33498 | 0.061542 | 0.98775 | 0.088586 | 0.00028096 | 0.00012451 | 0.00014192 | 0.33484 | 0.33498
0.33117 | 0.0028269 | 0.36852 | 0.00011552 | 0.087501 | 0.49514 | 0.003807 | 0.33498 | 0.061542 | 0.98775 | 0.088586 | 0.00028096 | 0.00012451 | 0.00014192 | 0.33484 | 0.33498
0.33117 | 0.0028269 | 0.36851 | 0.00011552 | 0.087501 | 0.49514 | 0.003807 | 0.33498 | 0.061542 | 0.98775 | 0.088586 | 0.00028096 | 0.00012451 | 0.00014192 | 0.33484 | 0.33498
0.33117 | 0.0028269 | 0.36851 | 0.00011552 | 0.087501 | 0.49514 | 0.003807 | 0.33498 | 0.061542 | 0.98775 | 0.088585 | 0.00028096 | 0.00012451 | 0.00014192 | 0.33484 | 0.33498
0.33117 | 0.0028269 | 0.36851 | 0.00011552 | 0.087501 | 0.49514 | 0.003807 | 0.33498 | 0.061542 | 0.98775 | 0.088585 | 0.00028096 | 0.00012451 | 0.00014192 | 0.33484 | 0.33498
0.33117 | 0.0028268 | 0.36851 | 0.00011552 | 0.087501 | 0.49514 | 0.003807 | 0.33498 | 0.061542 | 0.98775 | 0.088585 | 0.00028096 | 0.00012451 | 0.00014192 | 0.33484 | 0.33498
0.33117 | 0.0028268 | 0.36851 | 0.00011552 | 0.087501 | 0.49514 | 0.003807 | 0.33498 | 0.061542 | 0.98775 | 0.088585 | 0.00028096 | 0.00012451 | 0.00014192 | 0.33484 | 0.33498
Segment number |  |  |  |  | 84 | Length | 0.7 |  |  | feet
Est. water depth at upper end of segment | Circ. Seg. Ht. | Central angle | circ. Seg. Area | Flow area | velocity | velocity head | total head | Arc length | Wet. Perim. | Hydraulic Radius | Friction slope | Friction slope | Friction head | Total head | Total head
y2 | h | theta | K | A | V2 | hv2 | H2 | s | Pw | R2 | Sf2 | Sf1 | hf2 | H1 | H2*
(ft) | (ft) | (rad) | (ft^2) | (ft^2) | (ft/s) | (ft) | (ft) | (ft) | (ft) | (ft) | (ft/ft) | (ft/ft) | (ft) | (ft) | (ft)
0.2 | 0.134 | 2.7438 | 0.032858 | 0.054758 | 0.79122 | 0.0097209 | 0.20972 | 0.45821 | 0.59109 | 0.09264 | 0.00067588 | 0.00011567 | 0.00027704 | 0.33498 | 0.33526
0.26277 | 0.071232 | 1.9201 | 0.013673 | 0.073943 | 0.58593 | 0.005331 | 0.2681 | 0.32066 | 0.72863 | 0.10148 | 0.00032824 | 0.00011567 | 0.00015537 | 0.33498 | 0.33514
0.29629 | 0.037714 | 1.3708 | 0.0054484 | 0.082168 | 0.52728 | 0.0043172 | 0.3006 | 0.22892 | 0.82037 | 0.10016 | 0.00027051 | 0.00011567 | 0.00013516 | 0.33498 | 0.33512
0.31354 | 0.020458 | 1.0004 | 0.0022129 | 0.085403 | 0.5073 | 0.0039962 | 0.31754 | 0.16706 | 0.88224 | 0.096803 | 0.00026204 | 0.00011567 | 0.0001322 | 0.33498 | 0.33511
0.32233 | 0.011671 | 0.75214 | 0.0009613 | 0.086655 | 0.49998 | 0.0038816 | 0.32621 | 0.12561 | 0.92369 | 0.093814 | 0.00026539 | 0.00011567 | 0.00013337 | 0.33498 | 0.33511
0.32678 | 0.0072195 | 0.59023 | 0.00046961 | 0.087146 | 0.49716 | 0.003838 | 0.33062 | 0.098568 | 0.95073 | 0.091663 | 0.00027065 | 0.00011567 | 0.00013521 | 0.33498 | 0.33512
0.32903 | 0.0049711 | 0.48921 | 0.00026887 | 0.087347 | 0.49601 | 0.0038203 | 0.33285 | 0.081698 | 0.9676 | 0.090272 | 0.00027495 | 0.00011567 | 0.00013672 | 0.33498 | 0.33512
0.33016 | 0.0038373 | 0.42957 | 0.00018254 | 0.087434 | 0.49552 | 0.0038128 | 0.33398 | 0.071738 | 0.97756 | 0.089441 | 0.00027781 | 0.00011567 | 0.00013772 | 0.33498 | 0.33512
0.33073 | 0.0032661 | 0.3962 | 0.00014341 | 0.087473 | 0.4953 | 0.0038094 | 0.33454 | 0.066165 | 0.98313 | 0.088974 | 0.00027951 | 0.00011567 | 0.00013831 | 0.33498 | 0.33512
0.33102 | 0.0029785 | 0.3783 | 0.00012493 | 0.087491 | 0.4952 | 0.0038078 | 0.33483 | 0.063176 | 0.98612 | 0.088723 | 0.00028044 | 0.00011567 | 0.00013864 | 0.33498 | 0.33512
0.33117 | 0.0028338 | 0.36897 | 0.00011595 | 0.0875 | 0.49515 | 0.003807 | 0.33497 | 0.061617 | 0.98768 | 0.088592 | 0.00028094 | 0.00011567 | 0.00013881 | 0.33498 | 0.33512
0.33124 | 0.0027609 | 0.36418 | 0.00011151 | 0.087505 | 0.49512 | 0.0038066 | 0.33505 | 0.060818 | 0.98848 | 0.088525 | 0.0002812 | 0.00011567 | 0.0001389 | 0.33498 | 0.33512
0.33128 | 0.0027243 | 0.36175 | 0.0001093 | 0.087507 | 0.49511 | 0.0038064 | 0.33508 | 0.060412 | 0.98888 | 0.088491 | 0.00028133 | 0.00011567 | 0.00013895 | 0.33498 | 0.33512
0.33129 | 0.0027058 | 0.36052 | 0.00010819 | 0.087508 | 0.4951 | 0.0038063 | 0.3351 | 0.060206 | 0.98909 | 0.088473 | 0.00028139 | 0.00011567 | 0.00013897 | 0.33498 | 0.33512
0.3313 | 0.0026965 | 0.35989 | 0.00010764 | 0.087508 | 0.4951 | 0.0038063 | 0.33511 | 0.060102 | 0.98919 | 0.088465 | 0.00028143 | 0.00011567 | 0.00013898 | 0.33498 | 0.33512
0.33131 | 0.0026919 | 0.35958 | 0.00010736 | 0.087509 | 0.4951 | 0.0038062 | 0.33511 | 0.06005 | 0.98924 | 0.08846 | 0.00028144 | 0.00011567 | 0.00013899 | 0.33498 | 0.33512
0.33131 | 0.0026895 | 0.35942 | 0.00010722 | 0.087509 | 0.4951 | 0.0038062 | 0.33512 | 0.060024 | 0.98927 | 0.088458 | 0.00028145 | 0.00011567 | 0.00013899 | 0.33498 | 0.33512
0.33131 | 0.0026883 | 0.35934 | 0.00010715 | 0.087509 | 0.4951 | 0.0038062 | 0.33512 | 0.060011 | 0.98928 | 0.088457 | 0.00028145 | 0.00011567 | 0.00013899 | 0.33498 | 0.33512
0.33131 | 0.0026877 | 0.3593 | 0.00010711 | 0.087509 | 0.4951 | 0.0038062 | 0.33512 | 0.060004 | 0.98929 | 0.088456 | 0.00028146 | 0.00011567 | 0.00013899 | 0.33498 | 0.33512
0.33131 | 0.0026874 | 0.35928 | 0.00010709 | 0.087509 | 0.4951 | 0.0038062 | 0.33512 | 0.060001 | 0.98929 | 0.088456 | 0.00028146 | 0.00011567 | 0.00013899 | 0.33498 | 0.33512
0.33131 | 0.0026873 | 0.35927 | 0.00010708 | 0.087509 | 0.4951 | 0.0038062 | 0.33512 | 0.059999 | 0.9893 | 0.088456 | 0.00028146 | 0.00011567 | 0.00013899 | 0.33498 | 0.33512
0.33131 | 0.0026872 | 0.35927 | 0.00010708 | 0.087509 | 0.4951 | 0.0038062 | 0.33512 | 0.059998 | 0.9893 | 0.088456 | 0.00028146 | 0.00011567 | 0.00013899 | 0.33498 | 0.33512
0.33131 | 0.0026872 | 0.35927 | 0.00010708 | 0.087509 | 0.4951 | 0.0038062 | 0.33512 | 0.059998 | 0.9893 | 0.088456 | 0.00028146 | 0.00011567 | 0.00013899 | 0.33498 | 0.33512
0.33131 | 0.0026871 | 0.35927 | 0.00010708 | 0.087509 | 0.4951 | 0.0038062 | 0.33512 | 0.059997 | 0.9893 | 0.088456 | 0.00028146 | 0.00011567 | 0.00013899 | 0.33498 | 0.33512
0.33131 | 0.0026871 | 0.35927 | 0.00010708 | 0.087509 | 0.4951 | 0.0038062 | 0.33512 | 0.059997 | 0.9893 | 0.088456 | 0.00028146 | 0.00011567 | 0.00013899 | 0.33498 | 0.33512
0.33131 | 0.0026871 | 0.35926 | 0.00010708 | 0.087509 | 0.4951 | 0.0038062 | 0.33512 | 0.059997 | 0.9893 | 0.088456 | 0.00028146 | 0.00011567 | 0.00013899 | 0.33498 | 0.33512
0.33131 | 0.0026871 | 0.35926 | 0.00010708 | 0.087509 | 0.4951 | 0.0038062 | 0.33512 | 0.059997 | 0.9893 | 0.088456 | 0.00028146 | 0.00011567 | 0.00013899 | 0.33498 | 0.33512
0.33131 | 0.0026871 | 0.35926 | 0.00010708 | 0.087509 | 0.4951 | 0.0038062 | 0.33512 | 0.059997 | 0.9893 | 0.088456 | 0.00028146 | 0.00011567 | 0.00013899 | 0.33498 | 0.33512
Segment number |  |  |  |  | 85 | Length | 0.7 |  |  | feet
Est. water depth at upper end of segment | Circ. Seg. Ht. | Central angle | circ. Seg. Area | Flow area | velocity | velocity head | total head | Arc length | Wet. Perim. | Hydraulic Radius | Friction slope | Friction slope | Friction head | Total head | Total head
y2 | h | theta | K | A | V2 | hv2 | H2 | s | Pw | R2 | Sf2 | Sf1 | hf2 | H1 | H2*
(ft) | (ft) | (rad) | (ft^2) | (ft^2) | (ft/s) | (ft) | (ft) | (ft) | (ft) | (ft) | (ft/ft) | (ft/ft) | (ft) | (ft) | (ft)
0.2 | 0.134 | 2.7438 | 0.032858 | 0.054758 | 0.79122 | 0.0097209 | 0.20972 | 0.45821 | 0.59109 | 0.09264 | 0.00067588 | 0.00010722 | 0.00027408 | 0.33512 | 0.33539
0.26284 | 0.071164 | 1.9191 | 0.013655 | 0.073961 | 0.58578 | 0.0053283 | 0.26816 | 0.3205 | 0.7288 | 0.10148 | 0.00032807 | 0.00010722 | 0.00015235 | 0.33512 | 0.33527
0.29639 | 0.03761 | 1.3688 | 0.0054266 | 0.082189 | 0.52714 | 0.0043149 | 0.3007 | 0.22859 | 0.8207 | 0.10015 | 0.00027042 | 0.00010722 | 0.00013217 | 0.33512 | 0.33525
0.31366 | 0.020337 | 0.99733 | 0.0021935 | 0.085423 | 0.50719 | 0.0039944 | 0.31766 | 0.16655 | 0.88274 | 0.09677 | 0.00026204 | 0.00010722 | 0.00012924 | 0.33512 | 0.33525
0.32246 | 0.011542 | 0.74791 | 0.00094548 | 0.086671 | 0.49989 | 0.0038802 | 0.32634 | 0.1249 | 0.92439 | 0.09376 | 0.0002655 | 0.00010722 | 0.00013045 | 0.33512 | 0.33525
0.32691 | 0.0070861 | 0.58471 | 0.00045671 | 0.087159 | 0.49708 | 0.0038368 | 0.33075 | 0.097646 | 0.95165 | 0.091588 | 0.00027086 | 0.00010722 | 0.00013233 | 0.33512 | 0.33525
0.32916 | 0.0048357 | 0.48247 | 0.000258 | 0.087358 | 0.49595 | 0.0038194 | 0.33298 | 0.080573 | 0.96872 | 0.090179 | 0.00027526 | 0.00010722 | 0.00013387 | 0.33512 | 0.33525
0.3303 | 0.0037011 | 0.42185 | 0.00017292 | 0.087443 | 0.49547 | 0.003812 | 0.33411 | 0.070449 | 0.97885 | 0.089333 | 0.0002782 | 0.00010722 | 0.0001349 | 0.33512 | 0.33525
0.33087 | 0.0031295 | 0.3878 | 0.00013453 | 0.087482 | 0.49525 | 0.0038086 | 0.33468 | 0.064762 | 0.98453 | 0.088856 | 0.00027995 | 0.00010722 | 0.00013551 | 0.33512 | 0.33525
0.33116 | 0.0028418 | 0.36949 | 0.00011643 | 0.0875 | 0.49515 | 0.003807 | 0.33497 | 0.061704 | 0.98759 | 0.088599 | 0.00028091 | 0.00010722 | 0.00013585 | 0.33512 | 0.33525
0.3313 | 0.0026969 | 0.35992 | 0.00010766 | 0.087508 | 0.4951 | 0.0038063 | 0.33511 | 0.060107 | 0.98919 | 0.088465 | 0.00028142 | 0.00010722 | 0.00013602 | 0.33512 | 0.33526
0.33138 | 0.002624 | 0.35501 | 0.00010333 | 0.087513 | 0.49508 | 0.0038059 | 0.33518 | 0.059287 | 0.99001 | 0.088396 | 0.00028169 | 0.00010722 | 0.00013612 | 0.33512 | 0.33526
0.33141 | 0.0025874 | 0.35251 | 0.00010118 | 0.087515 | 0.49506 | 0.0038057 | 0.33522 | 0.05887 | 0.99042 | 0.088361 | 0.00028182 | 0.00010722 | 0.00013616 | 0.33512 | 0.33526
0.33143 | 0.0025689 | 0.35125 | 0.0001001 | 0.087516 | 0.49506 | 0.0038056 | 0.33524 | 0.058659 | 0.99064 | 0.088343 | 0.00028189 | 0.00010722 | 0.00013619 | 0.33512 | 0.33526
0.33144 | 0.0025596 | 0.35061 | 9.9557e-05 | 0.087517 | 0.49505 | 0.0038056 | 0.33525 | 0.058553 | 0.99074 | 0.088334 | 0.00028193 | 0.00010722 | 0.0001362 | 0.33512 | 0.33526
0.33145 | 0.0025549 | 0.35029 | 9.9285e-05 | 0.087517 | 0.49505 | 0.0038055 | 0.33525 | 0.058499 | 0.9908 | 0.08833 | 0.00028194 | 0.00010722 | 0.00013621 | 0.33512 | 0.33526
0.33145 | 0.0025526 | 0.35013 | 9.9148e-05 | 0.087517 | 0.49505 | 0.0038055 | 0.33525 | 0.058472 | 0.99082 | 0.088328 | 0.00028195 | 0.00010722 | 0.00013621 | 0.33512 | 0.33526
0.33145 | 0.0025514 | 0.35005 | 9.9079e-05 | 0.087517 | 0.49505 | 0.0038055 | 0.33525 | 0.058458 | 0.99084 | 0.088326 | 0.00028196 | 0.00010722 | 0.00013621 | 0.33512 | 0.33526
0.33145 | 0.0025508 | 0.35001 | 9.9045e-05 | 0.087517 | 0.49505 | 0.0038055 | 0.33525 | 0.058452 | 0.99084 | 0.088326 | 0.00028196 | 0.00010722 | 0.00013621 | 0.33512 | 0.33526
0.33145 | 0.0025505 | 0.34999 | 9.9027e-05 | 0.087517 | 0.49505 | 0.0038055 | 0.33526 | 0.058448 | 0.99085 | 0.088326 | 0.00028196 | 0.00010722 | 0.00013621 | 0.33512 | 0.33526
0.33145 | 0.0025504 | 0.34998 | 9.9019e-05 | 0.087517 | 0.49505 | 0.0038055 | 0.33526 | 0.058446 | 0.99085 | 0.088325 | 0.00028196 | 0.00010722 | 0.00013621 | 0.33512 | 0.33526
0.33145 | 0.0025503 | 0.34997 | 9.9014e-05 | 0.087517 | 0.49505 | 0.0038055 | 0.33526 | 0.058446 | 0.99085 | 0.088325 | 0.00028196 | 0.00010722 | 0.00013621 | 0.33512 | 0.33526
0.33145 | 0.0025502 | 0.34997 | 9.9012e-05 | 0.087517 | 0.49505 | 0.0038055 | 0.33526 | 0.058445 | 0.99085 | 0.088325 | 0.00028196 | 0.00010722 | 0.00013621 | 0.33512 | 0.33526
0.33145 | 0.0025502 | 0.34997 | 9.9011e-05 | 0.087517 | 0.49505 | 0.0038055 | 0.33526 | 0.058445 | 0.99085 | 0.088325 | 0.00028196 | 0.00010722 | 0.00013621 | 0.33512 | 0.33526
0.33145 | 0.0025502 | 0.34997 | 9.901e-05 | 0.087517 | 0.49505 | 0.0038055 | 0.33526 | 0.058445 | 0.99085 | 0.088325 | 0.00028196 | 0.00010722 | 0.00013621 | 0.33512 | 0.33526
0.33145 | 0.0025502 | 0.34997 | 9.901e-05 | 0.087517 | 0.49505 | 0.0038055 | 0.33526 | 0.058445 | 0.99085 | 0.088325 | 0.00028196 | 0.00010722 | 0.00013621 | 0.33512 | 0.33526
0.33145 | 0.0025502 | 0.34997 | 9.901e-05 | 0.087517 | 0.49505 | 0.0038055 | 0.33526 | 0.058445 | 0.99085 | 0.088325 | 0.00028196 | 0.00010722 | 0.00013621 | 0.33512 | 0.33526
0.33145 | 0.0025502 | 0.34997 | 9.901e-05 | 0.087517 | 0.49505 | 0.0038055 | 0.33526 | 0.058445 | 0.99085 | 0.088325 | 0.00028196 | 0.00010722 | 0.00013621 | 0.33512 | 0.33526
Segment number |  |  |  |  | 86 | Length | 0.7 |  |  | feet
Est. water depth at upper end of segment | Circ. Seg. Ht. | Central angle | circ. Seg. Area | Flow area | velocity | velocity head | total head | Arc length | Wet. Perim. | Hydraulic Radius | Friction slope | Friction slope | Friction head | Total head | Total head
y2 | h | theta | K | A | V2 | hv2 | H2 | s | Pw | R2 | Sf2 | Sf1 | hf2 | H1 | H2*
(ft) | (ft) | (rad) | (ft^2) | (ft^2) | (ft/s) | (ft) | (ft) | (ft) | (ft) | (ft) | (ft/ft) | (ft/ft) | (ft) | (ft) | (ft)
0.2 | 0.134 | 2.7438 | 0.032858 | 0.054758 | 0.79122 | 0.0097209 | 0.20972 | 0.45821 | 0.59109 | 0.09264 | 0.00067588 | 9.9148e-05 | 0.00027126 | 0.33526 | 0.33553
0.2629 | 0.071097 | 1.9182 | 0.013636 | 0.07398 | 0.58564 | 0.0053257 | 0.26823 | 0.32033 | 0.72896 | 0.10149 | 0.0003279 | 9.9148e-05 | 0.00014947 | 0.33526 | 0.3354
0.29649 | 0.037509 | 1.3669 | 0.0054052 | 0.082211 | 0.527 | 0.0043126 | 0.3008 | 0.22827 | 0.82102 | 0.10013 | 0.00027032 | 9.9148e-05 | 0.00012931 | 0.33526 | 0.33538
0.31378 | 0.020219 | 0.99436 | 0.0021746 | 0.085441 | 0.50708 | 0.0039927 | 0.31777 | 0.16606 | 0.88324 | 0.096737 | 0.00026204 | 9.9148e-05 | 0.00012642 | 0.33526 | 0.33538
0.32259 | 0.011415 | 0.74375 | 0.00093005 | 0.086686 | 0.4998 | 0.0038788 | 0.32646 | 0.12421 | 0.92509 | 0.093706 | 0.00026561 | 9.9148e-05 | 0.00012767 | 0.33526 | 0.33538
0.32704 | 0.0069553 | 0.57925 | 0.00044417 | 0.087172 | 0.49701 | 0.0038357 | 0.33088 | 0.096734 | 0.95256 | 0.091513 | 0.00027108 | 9.9148e-05 | 0.00012958 | 0.33526 | 0.33538
0.3293 | 0.0047031 | 0.47577 | 0.00024748 | 0.087369 | 0.49589 | 0.0038185 | 0.33312 | 0.079454 | 0.96984 | 0.090086 | 0.00027558 | 9.9148e-05 | 0.00013115 | 0.33526 | 0.33539
0.33043 | 0.0035675 | 0.41414 | 0.00016367 | 0.087452 | 0.49542 | 0.0038111 | 0.33424 | 0.069161 | 0.98013 | 0.089225 | 0.00027859 | 9.9148e-05 | 0.00013221 | 0.33526 | 0.33539
0.331 | 0.0029956 | 0.37938 | 0.000126 | 0.08749 | 0.4952 | 0.0038079 | 0.33481 | 0.063357 | 0.98594 | 0.088738 | 0.00028039 | 9.9148e-05 | 0.00013284 | 0.33526 | 0.33539
0.33129 | 0.0027076 | 0.36064 | 0.0001083 | 0.087508 | 0.4951 | 0.0038063 | 0.3351 | 0.060227 | 0.98907 | 0.088475 | 0.00028139 | 9.9148e-05 | 0.00013319 | 0.33526 | 0.33539
0.33144 | 0.0025627 | 0.35083 | 9.9739e-05 | 0.087516 | 0.49506 | 0.0038056 | 0.33524 | 0.058588 | 0.99071 | 0.088337 | 0.00028191 | 9.9148e-05 | 0.00013337 | 0.33526 | 0.33539
0.33151 | 0.0024898 | 0.34579 | 9.5519e-05 | 0.087521 | 0.49503 | 0.0038052 | 0.33532 | 0.057747 | 0.99155 | 0.088267 | 0.00028219 | 9.9148e-05 | 0.00013347 | 0.33526 | 0.33539
0.33155 | 0.0024531 | 0.34323 | 9.3419e-05 | 0.087523 | 0.49502 | 0.003805 | 0.33535 | 0.057319 | 0.99198 | 0.088231 | 0.00028233 | 9.9148e-05 | 0.00013352 | 0.33526 | 0.33539
0.33157 | 0.0024347 | 0.34193 | 9.2367e-05 | 0.087524 | 0.49501 | 0.0038049 | 0.33537 | 0.057102 | 0.99219 | 0.088212 | 0.0002824 | 9.9148e-05 | 0.00013354 | 0.33526 | 0.33539
0.33157 | 0.0024254 | 0.34127 | 9.184e-05 | 0.087524 | 0.49501 | 0.0038049 | 0.33538 | 0.056993 | 0.9923 | 0.088203 | 0.00028243 | 9.9148e-05 | 0.00013355 | 0.33526 | 0.33539
0.33158 | 0.0024207 | 0.34094 | 9.1575e-05 | 0.087525 | 0.49501 | 0.0038049 | 0.33538 | 0.056938 | 0.99236 | 0.088199 | 0.00028245 | 9.9148e-05 | 0.00013356 | 0.33526 | 0.33539
0.33158 | 0.0024184 | 0.34078 | 9.1442e-05 | 0.087525 | 0.49501 | 0.0038049 | 0.33539 | 0.05691 | 0.99238 | 0.088196 | 0.00028246 | 9.9148e-05 | 0.00013356 | 0.33526 | 0.33539
0.33158 | 0.0024172 | 0.34069 | 9.1375e-05 | 0.087525 | 0.49501 | 0.0038049 | 0.33539 | 0.056896 | 0.9924 | 0.088195 | 0.00028247 | 9.9148e-05 | 0.00013357 | 0.33526 | 0.33539
0.33158 | 0.0024166 | 0.34065 | 9.1341e-05 | 0.087525 | 0.49501 | 0.0038049 | 0.33539 | 0.056889 | 0.99241 | 0.088195 | 0.00028247 | 9.9148e-05 | 0.00013357 | 0.33526 | 0.33539
0.33158 | 0.0024163 | 0.34063 | 9.1324e-05 | 0.087525 | 0.49501 | 0.0038049 | 0.33539 | 0.056885 | 0.99241 | 0.088194 | 0.00028247 | 9.9148e-05 | 0.00013357 | 0.33526 | 0.33539
0.33158 | 0.0024161 | 0.34062 | 9.1316e-05 | 0.087525 | 0.49501 | 0.0038049 | 0.33539 | 0.056884 | 0.99241 | 0.088194 | 0.00028247 | 9.9148e-05 | 0.00013357 | 0.33526 | 0.33539
0.33158 | 0.002416 | 0.34062 | 9.1312e-05 | 0.087525 | 0.49501 | 0.0038049 | 0.33539 | 0.056883 | 0.99241 | 0.088194 | 0.00028247 | 9.9148e-05 | 0.00013357 | 0.33526 | 0.33539
0.33158 | 0.002416 | 0.34061 | 9.1309e-05 | 0.087525 | 0.49501 | 0.0038048 | 0.33539 | 0.056882 | 0.99241 | 0.088194 | 0.00028247 | 9.9148e-05 | 0.00013357 | 0.33526 | 0.33539
0.33158 | 0.002416 | 0.34061 | 9.1308e-05 | 0.087525 | 0.49501 | 0.0038048 | 0.33539 | 0.056882 | 0.99241 | 0.088194 | 0.00028247 | 9.9148e-05 | 0.00013357 | 0.33526 | 0.33539
0.33158 | 0.002416 | 0.34061 | 9.1308e-05 | 0.087525 | 0.49501 | 0.0038048 | 0.33539 | 0.056882 | 0.99241 | 0.088194 | 0.00028247 | 9.9148e-05 | 0.00013357 | 0.33526 | 0.33539
0.33158 | 0.002416 | 0.34061 | 9.1307e-05 | 0.087525 | 0.49501 | 0.0038048 | 0.33539 | 0.056882 | 0.99241 | 0.088194 | 0.00028247 | 9.9148e-05 | 0.00013357 | 0.33526 | 0.33539
0.33158 | 0.002416 | 0.34061 | 9.1307e-05 | 0.087525 | 0.49501 | 0.0038048 | 0.33539 | 0.056882 | 0.99241 | 0.088194 | 0.00028247 | 9.9148e-05 | 0.00013357 | 0.33526 | 0.33539
0.33158 | 0.002416 | 0.34061 | 9.1307e-05 | 0.087525 | 0.49501 | 0.0038048 | 0.33539 | 0.056882 | 0.99241 | 0.088194 | 0.00028247 | 9.9148e-05 | 0.00013357 | 0.33526 | 0.33539
Segment number |  |  |  |  | 87 | Length | 0.7 |  |  | feet
Est. water depth at upper end of segment | Circ. Seg. Ht. | Central angle | circ. Seg. Area | Flow area | velocity | velocity head | total head | Arc length | Wet. Perim. | Hydraulic Radius | Friction slope | Friction slope | Friction head | Total head | Total head
y2 | h | theta | K | A | V2 | hv2 | H2 | s | Pw | R2 | Sf2 | Sf1 | hf2 | H1 | H2*
(ft) | (ft) | (rad) | (ft^2) | (ft^2) | (ft/s) | (ft) | (ft) | (ft) | (ft) | (ft) | (ft/ft) | (ft/ft) | (ft) | (ft) | (ft)
0.2 | 0.134 | 2.7438 | 0.032858 | 0.054758 | 0.79122 | 0.0097209 | 0.20972 | 0.45821 | 0.59109 | 0.09264 | 0.00067588 | 9.1442e-05 | 0.00026856 | 0.33539 | 0.33566
0.26297 | 0.071032 | 1.9172 | 0.013618 | 0.073998 | 0.5855 | 0.0053231 | 0.26829 | 0.32017 | 0.72912 | 0.10149 | 0.00032773 | 9.1442e-05 | 0.00014671 | 0.33539 | 0.33554
0.29659 | 0.03741 | 1.365 | 0.0053843 | 0.082232 | 0.52687 | 0.0043104 | 0.3009 | 0.22796 | 0.82134 | 0.10012 | 0.00027023 | 9.1442e-05 | 0.00012659 | 0.33539 | 0.33552
0.3139 | 0.020102 | 0.99144 | 0.0021561 | 0.08546 | 0.50697 | 0.0039909 | 0.31789 | 0.16557 | 0.88372 | 0.096704 | 0.00026205 | 9.1442e-05 | 0.00012372 | 0.33539 | 0.33551
0.32271 | 0.01129 | 0.73963 | 0.00091499 | 0.086701 | 0.49971 | 0.0038775 | 0.32659 | 0.12352 | 0.92578 | 0.093652 | 0.00026572 | 9.1442e-05 | 0.00012501 | 0.33539 | 0.33551
0.32717 | 0.006827 | 0.57384 | 0.00043199 | 0.087184 | 0.49694 | 0.0038346 | 0.33101 | 0.095831 | 0.95346 | 0.091439 | 0.00027129 | 9.1442e-05 | 0.00012696 | 0.33539 | 0.33552
0.32943 | 0.0045729 | 0.46911 | 0.0002373 | 0.087379 | 0.49583 | 0.0038176 | 0.33324 | 0.078342 | 0.97095 | 0.089993 | 0.00027589 | 9.1442e-05 | 0.00012857 | 0.33539 | 0.33552
0.33056 | 0.0034365 | 0.40644 | 0.00015475 | 0.087461 | 0.49537 | 0.0038104 | 0.33437 | 0.067875 | 0.98142 | 0.089117 | 0.00027898 | 9.1442e-05 | 0.00012965 | 0.33539 | 0.33552
0.33114 | 0.0028642 | 0.37094 | 0.00011781 | 0.087498 | 0.49516 | 0.0038072 | 0.33494 | 0.061948 | 0.98735 | 0.08862 | 0.00028083 | 9.1442e-05 | 0.0001303 | 0.33539 | 0.33552
0.33142 | 0.0025761 | 0.35174 | 0.00010052 | 0.087516 | 0.49506 | 0.0038057 | 0.33523 | 0.058741 | 0.99055 | 0.08835 | 0.00028186 | 9.1442e-05 | 0.00013066 | 0.33539 | 0.33552
0.33157 | 0.0024311 | 0.34168 | 9.2165e-05 | 0.087524 | 0.49501 | 0.0038049 | 0.33537 | 0.05706 | 0.99223 | 0.088209 | 0.00028241 | 9.1442e-05 | 0.00013085 | 0.33539 | 0.33552
0.33164 | 0.0023581 | 0.3365 | 8.8053e-05 | 0.087528 | 0.49499 | 0.0038046 | 0.33545 | 0.056195 | 0.9931 | 0.088136 | 0.0002827 | 9.1442e-05 | 0.00013095 | 0.33539 | 0.33552
0.33168 | 0.0023214 | 0.33386 | 8.6009e-05 | 0.08753 | 0.49498 | 0.0038044 | 0.33548 | 0.055755 | 0.99354 | 0.088099 | 0.00028284 | 9.1442e-05 | 0.000131 | 0.33539 | 0.33552
0.3317 | 0.002303 | 0.33253 | 8.4986e-05 | 0.087531 | 0.49497 | 0.0038043 | 0.3355 | 0.055533 | 0.99376 | 0.088081 | 0.00028292 | 9.1442e-05 | 0.00013103 | 0.33539 | 0.33552
0.33171 | 0.0022937 | 0.33186 | 8.4473e-05 | 0.087532 | 0.49497 | 0.0038043 | 0.33551 | 0.05542 | 0.99387 | 0.088071 | 0.00028295 | 9.1442e-05 | 0.00013104 | 0.33539 | 0.33552
0.33171 | 0.002289 | 0.33152 | 8.4215e-05 | 0.087532 | 0.49497 | 0.0038042 | 0.33552 | 0.055364 | 0.99393 | 0.088066 | 0.00028297 | 9.1442e-05 | 0.00013104 | 0.33539 | 0.33552
0.33171 | 0.0022867 | 0.33135 | 8.4086e-05 | 0.087532 | 0.49497 | 0.0038042 | 0.33552 | 0.055335 | 0.99396 | 0.088064 | 0.00028298 | 9.1442e-05 | 0.00013105 | 0.33539 | 0.33552
0.33171 | 0.0022855 | 0.33126 | 8.402e-05 | 0.087532 | 0.49497 | 0.0038042 | 0.33552 | 0.055321 | 0.99397 | 0.088063 | 0.00028299 | 9.1442e-05 | 0.00013105 | 0.33539 | 0.33552
0.33172 | 0.0022849 | 0.33122 | 8.3988e-05 | 0.087532 | 0.49497 | 0.0038042 | 0.33552 | 0.055314 | 0.99398 | 0.088062 | 0.00028299 | 9.1442e-05 | 0.00013105 | 0.33539 | 0.33552
0.33172 | 0.0022846 | 0.3312 | 8.3971e-05 | 0.087532 | 0.49497 | 0.0038042 | 0.33552 | 0.05531 | 0.99398 | 0.088062 | 0.00028299 | 9.1442e-05 | 0.00013105 | 0.33539 | 0.33552
0.33172 | 0.0022844 | 0.33119 | 8.3963e-05 | 0.087532 | 0.49497 | 0.0038042 | 0.33552 | 0.055308 | 0.99399 | 0.088062 | 0.00028299 | 9.1442e-05 | 0.00013105 | 0.33539 | 0.33552
0.33172 | 0.0022844 | 0.33118 | 8.3959e-05 | 0.087532 | 0.49497 | 0.0038042 | 0.33552 | 0.055307 | 0.99399 | 0.088062 | 0.00028299 | 9.1442e-05 | 0.00013105 | 0.33539 | 0.33552
0.33172 | 0.0022843 | 0.33118 | 8.3957e-05 | 0.087532 | 0.49497 | 0.0038042 | 0.33552 | 0.055307 | 0.99399 | 0.088062 | 0.00028299 | 9.1442e-05 | 0.00013105 | 0.33539 | 0.33552
0.33172 | 0.0022843 | 0.33118 | 8.3955e-05 | 0.087532 | 0.49497 | 0.0038042 | 0.33552 | 0.055307 | 0.99399 | 0.088062 | 0.00028299 | 9.1442e-05 | 0.00013105 | 0.33539 | 0.33552
0.33172 | 0.0022843 | 0.33118 | 8.3955e-05 | 0.087532 | 0.49497 | 0.0038042 | 0.33552 | 0.055306 | 0.99399 | 0.088062 | 0.00028299 | 9.1442e-05 | 0.00013105 | 0.33539 | 0.33552
0.33172 | 0.0022843 | 0.33118 | 8.3955e-05 | 0.087532 | 0.49497 | 0.0038042 | 0.33552 | 0.055306 | 0.99399 | 0.088062 | 0.00028299 | 9.1442e-05 | 0.00013105 | 0.33539 | 0.33552
0.33172 | 0.0022843 | 0.33118 | 8.3955e-05 | 0.087532 | 0.49497 | 0.0038042 | 0.33552 | 0.055306 | 0.99399 | 0.088062 | 0.00028299 | 9.1442e-05 | 0.00013105 | 0.33539 | 0.33552
0.33172 | 0.0022843 | 0.33118 | 8.3954e-05 | 0.087532 | 0.49497 | 0.0038042 | 0.33552 | 0.055306 | 0.99399 | 0.088062 | 0.00028299 | 9.1442e-05 | 0.00013105 | 0.33539 | 0.33552
Segment number |  |  |  |  | 88 | Length | 0.7 |  |  | feet
Est. water depth at upper end of segment | Circ. Seg. Ht. | Central angle | circ. Seg. Area | Flow area | velocity | velocity head | total head | Arc length | Wet. Perim. | Hydraulic Radius | Friction slope | Friction slope | Friction head | Total head | Total head
y2 | h | theta | K | A | V2 | hv2 | H2 | s | Pw | R2 | Sf2 | Sf1 | hf2 | H1 | H2*
(ft) | (ft) | (rad) | (ft^2) | (ft^2) | (ft/s) | (ft) | (ft) | (ft) | (ft) | (ft) | (ft/ft) | (ft/ft) | (ft) | (ft) | (ft)
0.2 | 0.134 | 2.7438 | 0.032858 | 0.054758 | 0.79122 | 0.0097209 | 0.20972 | 0.45821 | 0.59109 | 0.09264 | 0.00067588 | 8.4086e-05 | 0.00026599 | 0.33552 | 0.33579
0.26303 | 0.070967 | 1.9163 | 0.013601 | 0.074015 | 0.58536 | 0.0053206 | 0.26835 | 0.32002 | 0.72928 | 0.10149 | 0.00032756 | 8.4086e-05 | 0.00014408 | 0.33552 | 0.33566
0.29669 | 0.037312 | 1.3632 | 0.0053637 | 0.082252 | 0.52674 | 0.0043083 | 0.301 | 0.22765 | 0.82164 | 0.10011 | 0.00027014 | 8.4086e-05 | 0.00012398 | 0.33552 | 0.33564
0.31401 | 0.019988 | 0.98856 | 0.002138 | 0.085478 | 0.50686 | 0.0039892 | 0.318 | 0.16509 | 0.8842 | 0.096672 | 0.00026205 | 8.4086e-05 | 0.00012115 | 0.33552 | 0.33564
0.32283 | 0.011168 | 0.73558 | 0.00090029 | 0.086716 | 0.49963 | 0.0038762 | 0.32671 | 0.12284 | 0.92645 | 0.0936 | 0.00026583 | 8.4086e-05 | 0.00012247 | 0.33552 | 0.33564
0.3273 | 0.006701 | 0.56848 | 0.00042013 | 0.087196 | 0.49687 | 0.0038336 | 0.33113 | 0.094937 | 0.95436 | 0.091366 | 0.00027151 | 8.4086e-05 | 0.00012446 | 0.33552 | 0.33564
0.32955 | 0.0044451 | 0.46248 | 0.00022745 | 0.087389 | 0.49578 | 0.0038167 | 0.33337 | 0.077235 | 0.97206 | 0.0899 | 0.00027621 | 8.4086e-05 | 0.0001261 | 0.33552 | 0.33565
0.33069 | 0.0033079 | 0.39873 | 0.00014617 | 0.08747 | 0.49532 | 0.0038096 | 0.3345 | 0.066588 | 0.98271 | 0.089009 | 0.00027938 | 8.4086e-05 | 0.00012721 | 0.33552 | 0.33565
0.33126 | 0.0027352 | 0.36247 | 0.00010996 | 0.087506 | 0.49511 | 0.0038065 | 0.33507 | 0.060533 | 0.98876 | 0.088501 | 0.00028129 | 8.4086e-05 | 0.00012788 | 0.33552 | 0.33565
0.33155 | 0.0024469 | 0.34279 | 9.3065e-05 | 0.087523 | 0.49502 | 0.003805 | 0.33536 | 0.057246 | 0.99205 | 0.088225 | 0.00028235 | 8.4086e-05 | 0.00012825 | 0.33552 | 0.33565
0.3317 | 0.0023019 | 0.33245 | 8.4925e-05 | 0.087531 | 0.49497 | 0.0038043 | 0.3355 | 0.055519 | 0.99378 | 0.088079 | 0.00028292 | 8.4086e-05 | 0.00012845 | 0.33552 | 0.33565
0.33177 | 0.0022289 | 0.32713 | 8.0924e-05 | 0.087535 | 0.49495 | 0.0038039 | 0.33558 | 0.05463 | 0.99466 | 0.088005 | 0.00028321 | 8.4086e-05 | 0.00012855 | 0.33552 | 0.33565
0.33181 | 0.0021922 | 0.32442 | 7.8935e-05 | 0.087537 | 0.49494 | 0.0038038 | 0.33561 | 0.054177 | 0.99512 | 0.087967 | 0.00028336 | 8.4086e-05 | 0.00012861 | 0.33552 | 0.33565
0.33183 | 0.0021737 | 0.32304 | 7.7941e-05 | 0.087538 | 0.49493 | 0.0038037 | 0.33563 | 0.053948 | 0.99535 | 0.087947 | 0.00028344 | 8.4086e-05 | 0.00012863 | 0.33552 | 0.33565
0.33184 | 0.0021644 | 0.32235 | 7.7442e-05 | 0.087539 | 0.49493 | 0.0038036 | 0.33564 | 0.053832 | 0.99546 | 0.087938 | 0.00028348 | 8.4086e-05 | 0.00012865 | 0.33552 | 0.33565
0.33184 | 0.0021597 | 0.322 | 7.7192e-05 | 0.087539 | 0.49493 | 0.0038036 | 0.33564 | 0.053774 | 0.99552 | 0.087933 | 0.0002835 | 8.4086e-05 | 0.00012865 | 0.33552 | 0.33565
0.33184 | 0.0021574 | 0.32183 | 7.7066e-05 | 0.087539 | 0.49493 | 0.0038036 | 0.33565 | 0.053745 | 0.99555 | 0.08793 | 0.00028351 | 8.4086e-05 | 0.00012866 | 0.33552 | 0.33565
0.33184 | 0.0021562 | 0.32174 | 7.7003e-05 | 0.087539 | 0.49493 | 0.0038036 | 0.33565 | 0.05373 | 0.99556 | 0.087929 | 0.00028351 | 8.4086e-05 | 0.00012866 | 0.33552 | 0.33565
0.33184 | 0.0021556 | 0.32169 | 7.6971e-05 | 0.087539 | 0.49493 | 0.0038036 | 0.33565 | 0.053723 | 0.99557 | 0.087928 | 0.00028352 | 8.4086e-05 | 0.00012866 | 0.33552 | 0.33565
0.33184 | 0.0021553 | 0.32167 | 7.6955e-05 | 0.087539 | 0.49493 | 0.0038036 | 0.33565 | 0.053719 | 0.99558 | 0.087928 | 0.00028352 | 8.4086e-05 | 0.00012866 | 0.33552 | 0.33565
0.33184 | 0.0021552 | 0.32166 | 7.6947e-05 | 0.087539 | 0.49493 | 0.0038036 | 0.33565 | 0.053717 | 0.99558 | 0.087928 | 0.00028352 | 8.4086e-05 | 0.00012866 | 0.33552 | 0.33565
0.33184 | 0.0021551 | 0.32165 | 7.6943e-05 | 0.087539 | 0.49493 | 0.0038036 | 0.33565 | 0.053716 | 0.99558 | 0.087928 | 0.00028352 | 8.4086e-05 | 0.00012866 | 0.33552 | 0.33565
0.33184 | 0.0021551 | 0.32165 | 7.6941e-05 | 0.087539 | 0.49493 | 0.0038036 | 0.33565 | 0.053716 | 0.99558 | 0.087928 | 0.00028352 | 8.4086e-05 | 0.00012866 | 0.33552 | 0.33565
0.33184 | 0.002155 | 0.32165 | 7.694e-05 | 0.087539 | 0.49493 | 0.0038036 | 0.33565 | 0.053715 | 0.99558 | 0.087928 | 0.00028352 | 8.4086e-05 | 0.00012866 | 0.33552 | 0.33565
0.33184 | 0.002155 | 0.32165 | 7.6939e-05 | 0.087539 | 0.49493 | 0.0038036 | 0.33565 | 0.053715 | 0.99558 | 0.087928 | 0.00028352 | 8.4086e-05 | 0.00012866 | 0.33552 | 0.33565
0.33184 | 0.002155 | 0.32165 | 7.6939e-05 | 0.087539 | 0.49493 | 0.0038036 | 0.33565 | 0.053715 | 0.99558 | 0.087928 | 0.00028352 | 8.4086e-05 | 0.00012866 | 0.33552 | 0.33565
0.33184 | 0.002155 | 0.32165 | 7.6939e-05 | 0.087539 | 0.49493 | 0.0038036 | 0.33565 | 0.053715 | 0.99558 | 0.087928 | 0.00028352 | 8.4086e-05 | 0.00012866 | 0.33552 | 0.33565
0.33184 | 0.002155 | 0.32165 | 7.6939e-05 | 0.087539 | 0.49493 | 0.0038036 | 0.33565 | 0.053715 | 0.99558 | 0.087928 | 0.00028352 | 8.4086e-05 | 0.00012866 | 0.33552 | 0.33565
Segment number |  |  |  |  | 89 | Length | 0.7 |  |  | feet
Est. water depth at upper end of segment | Circ. Seg. Ht. | Central angle | circ. Seg. Area | Flow area | velocity | velocity head | total head | Arc length | Wet. Perim. | Hydraulic Radius | Friction slope | Friction slope | Friction head | Total head | Total head
y2 | h | theta | K | A | V2 | hv2 | H2 | s | Pw | R2 | Sf2 | Sf1 | hf2 | H1 | H2*
(ft) | (ft) | (rad) | (ft^2) | (ft^2) | (ft/s) | (ft) | (ft) | (ft) | (ft) | (ft) | (ft/ft) | (ft/ft) | (ft) | (ft) | (ft)
0.2 | 0.134 | 2.7438 | 0.032858 | 0.054758 | 0.79122 | 0.0097209 | 0.20972 | 0.45821 | 0.59109 | 0.09264 | 0.00067588 | 7.7066e-05 | 0.00026353 | 0.33565 | 0.33591
0.2631 | 0.070904 | 1.9154 | 0.013584 | 0.074032 | 0.58522 | 0.0053181 | 0.26841 | 0.31986 | 0.72943 | 0.10149 | 0.0003274 | 7.7066e-05 | 0.00014156 | 0.33565 | 0.33579
0.29678 | 0.037216 | 1.3613 | 0.0053436 | 0.082273 | 0.52661 | 0.0043062 | 0.30109 | 0.22735 | 0.82195 | 0.10009 | 0.00027005 | 7.7066e-05 | 0.00012149 | 0.33565 | 0.33577
0.31412 | 0.019876 | 0.98573 | 0.0021203 | 0.085496 | 0.50676 | 0.0039876 | 0.31811 | 0.16462 | 0.88468 | 0.096641 | 0.00026206 | 7.7066e-05 | 0.00011869 | 0.33565 | 0.33577
0.32295 | 0.011048 | 0.73157 | 0.00088592 | 0.08673 | 0.49954 | 0.0038749 | 0.32683 | 0.12217 | 0.92712 | 0.093548 | 0.00026594 | 7.7066e-05 | 0.00012005 | 0.33565 | 0.33577
0.32742 | 0.0065772 | 0.56318 | 0.0004086 | 0.087207 | 0.49681 | 0.0038326 | 0.33126 | 0.09405 | 0.95524 | 0.091293 | 0.00027173 | 7.7066e-05 | 0.00012208 | 0.33565 | 0.33577
0.32968 | 0.0043196 | 0.45588 | 0.00021791 | 0.087398 | 0.49572 | 0.0038159 | 0.3335 | 0.076131 | 0.97316 | 0.089808 | 0.00027652 | 7.7066e-05 | 0.00012376 | 0.33565 | 0.33577
0.33082 | 0.0031816 | 0.39102 | 0.00013789 | 0.087478 | 0.49527 | 0.0038089 | 0.33463 | 0.0653 | 0.98399 | 0.088901 | 0.00027978 | 7.7066e-05 | 0.0001249 | 0.33565 | 0.33577
0.33139 | 0.0026085 | 0.35396 | 0.00010242 | 0.087514 | 0.49507 | 0.0038058 | 0.3352 | 0.05911 | 0.99018 | 0.088381 | 0.00028175 | 7.7066e-05 | 0.00012558 | 0.33565 | 0.33577
0.33168 | 0.0023201 | 0.33377 | 8.5932e-05 | 0.08753 | 0.49498 | 0.0038044 | 0.33548 | 0.055739 | 0.99356 | 0.088098 | 0.00028285 | 7.7066e-05 | 0.00012597 | 0.33565 | 0.33577
0.33183 | 0.0021749 | 0.32313 | 7.8007e-05 | 0.087538 | 0.49493 | 0.0038037 | 0.33563 | 0.053963 | 0.99533 | 0.087949 | 0.00028344 | 7.7066e-05 | 0.00012618 | 0.33565 | 0.33577
0.3319 | 0.0021019 | 0.31765 | 7.4117e-05 | 0.087542 | 0.49491 | 0.0038034 | 0.3357 | 0.053048 | 0.99625 | 0.087872 | 0.00028374 | 7.7066e-05 | 0.00012628 | 0.33565 | 0.33577
0.33193 | 0.0020652 | 0.31486 | 7.2186e-05 | 0.087544 | 0.4949 | 0.0038032 | 0.33574 | 0.052582 | 0.99671 | 0.087833 | 0.0002839 | 7.7066e-05 | 0.00012634 | 0.33565 | 0.33577
0.33195 | 0.0020467 | 0.31345 | 7.1221e-05 | 0.087545 | 0.49489 | 0.0038031 | 0.33576 | 0.052345 | 0.99695 | 0.087813 | 0.00028398 | 7.7066e-05 | 0.00012636 | 0.33565 | 0.33577
0.33196 | 0.0020374 | 0.31273 | 7.0737e-05 | 0.087545 | 0.49489 | 0.0038031 | 0.33577 | 0.052226 | 0.99707 | 0.087803 | 0.00028402 | 7.7066e-05 | 0.00012638 | 0.33565 | 0.33577
0.33197 | 0.0020328 | 0.31237 | 7.0494e-05 | 0.087546 | 0.49489 | 0.003803 | 0.33577 | 0.052166 | 0.99713 | 0.087798 | 0.00028404 | 7.7066e-05 | 0.00012639 | 0.33565 | 0.33577
0.33197 | 0.0020304 | 0.31219 | 7.0372e-05 | 0.087546 | 0.49489 | 0.003803 | 0.33577 | 0.052136 | 0.99716 | 0.087795 | 0.00028405 | 7.7066e-05 | 0.00012639 | 0.33565 | 0.33577
0.33197 | 0.0020292 | 0.3121 | 7.031e-05 | 0.087546 | 0.49489 | 0.003803 | 0.33577 | 0.052121 | 0.99717 | 0.087794 | 0.00028405 | 7.7066e-05 | 0.00012639 | 0.33565 | 0.33577
0.33197 | 0.0020286 | 0.31205 | 7.0279e-05 | 0.087546 | 0.49489 | 0.003803 | 0.33577 | 0.052113 | 0.99718 | 0.087793 | 0.00028405 | 7.7066e-05 | 0.00012639 | 0.33565 | 0.33577
0.33197 | 0.0020283 | 0.31203 | 7.0264e-05 | 0.087546 | 0.49489 | 0.003803 | 0.33577 | 0.052109 | 0.99719 | 0.087793 | 0.00028406 | 7.7066e-05 | 0.00012639 | 0.33565 | 0.33577
0.33197 | 0.0020282 | 0.31202 | 7.0256e-05 | 0.087546 | 0.49489 | 0.003803 | 0.33577 | 0.052107 | 0.99719 | 0.087793 | 0.00028406 | 7.7066e-05 | 0.00012639 | 0.33565 | 0.33577
0.33197 | 0.0020281 | 0.31201 | 7.0252e-05 | 0.087546 | 0.49489 | 0.003803 | 0.33577 | 0.052106 | 0.99719 | 0.087793 | 0.00028406 | 7.7066e-05 | 0.00012639 | 0.33565 | 0.33577
0.33197 | 0.0020281 | 0.31201 | 7.025e-05 | 0.087546 | 0.49489 | 0.003803 | 0.33577 | 0.052106 | 0.99719 | 0.087793 | 0.00028406 | 7.7066e-05 | 0.00012639 | 0.33565 | 0.33577
0.33197 | 0.0020281 | 0.31201 | 7.0249e-05 | 0.087546 | 0.49489 | 0.003803 | 0.33577 | 0.052106 | 0.99719 | 0.087793 | 0.00028406 | 7.7066e-05 | 0.00012639 | 0.33565 | 0.33577
0.33197 | 0.002028 | 0.31201 | 7.0248e-05 | 0.087546 | 0.49489 | 0.003803 | 0.33577 | 0.052105 | 0.99719 | 0.087793 | 0.00028406 | 7.7066e-05 | 0.00012639 | 0.33565 | 0.33577
0.33197 | 0.002028 | 0.31201 | 7.0248e-05 | 0.087546 | 0.49489 | 0.003803 | 0.33577 | 0.052105 | 0.99719 | 0.087793 | 0.00028406 | 7.7066e-05 | 0.00012639 | 0.33565 | 0.33577
0.33197 | 0.002028 | 0.31201 | 7.0248e-05 | 0.087546 | 0.49489 | 0.003803 | 0.33577 | 0.052105 | 0.99719 | 0.087793 | 0.00028406 | 7.7066e-05 | 0.00012639 | 0.33565 | 0.33577
0.33197 | 0.002028 | 0.31201 | 7.0248e-05 | 0.087546 | 0.49489 | 0.003803 | 0.33577 | 0.052105 | 0.99719 | 0.087793 | 0.00028406 | 7.7066e-05 | 0.00012639 | 0.33565 | 0.33577
Segment number |  |  |  |  | 90 | Length | 0.7 |  |  | feet
Est. water depth at upper end of segment | Circ. Seg. Ht. | Central angle | circ. Seg. Area | Flow area | velocity | velocity head | total head | Arc length | Wet. Perim. | Hydraulic Radius | Friction slope | Friction slope | Friction head | Total head | Total head
y2 | h | theta | K | A | V2 | hv2 | H2 | s | Pw | R2 | Sf2 | Sf1 | hf2 | H1 | H2*
(ft) | (ft) | (rad) | (ft^2) | (ft^2) | (ft/s) | (ft) | (ft) | (ft) | (ft) | (ft) | (ft/ft) | (ft/ft) | (ft) | (ft) | (ft)
0.2 | 0.134 | 2.7438 | 0.032858 | 0.054758 | 0.79122 | 0.0097209 | 0.20972 | 0.45821 | 0.59109 | 0.09264 | 0.00067588 | 7.0372e-05 | 0.00026119 | 0.33577 | 0.33604
0.26316 | 0.070842 | 1.9144 | 0.013567 | 0.074049 | 0.58509 | 0.0053157 | 0.26847 | 0.31971 | 0.72958 | 0.1015 | 0.00032724 | 7.0372e-05 | 0.00013917 | 0.33577 | 0.33591
0.29688 | 0.037122 | 1.3596 | 0.0053238 | 0.082292 | 0.52648 | 0.0043041 | 0.30118 | 0.22705 | 0.82225 | 0.10008 | 0.00026997 | 7.0372e-05 | 0.00011912 | 0.33577 | 0.33589
0.31423 | 0.019766 | 0.98294 | 0.0021029 | 0.085513 | 0.50665 | 0.003986 | 0.31822 | 0.16415 | 0.88514 | 0.096609 | 0.00026207 | 7.0372e-05 | 0.00011635 | 0.33577 | 0.33589
0.32307 | 0.01093 | 0.72761 | 0.00087187 | 0.086744 | 0.49946 | 0.0038736 | 0.32694 | 0.12151 | 0.92778 | 0.093496 | 0.00026605 | 7.0372e-05 | 0.00011775 | 0.33577 | 0.33589
0.32754 | 0.0064556 | 0.55791 | 0.00039736 | 0.087219 | 0.49674 | 0.0038316 | 0.33138 | 0.093171 | 0.95612 | 0.091221 | 0.00027194 | 7.0372e-05 | 0.00011981 | 0.33577 | 0.33589
0.3298 | 0.0041962 | 0.44929 | 0.00020867 | 0.087407 | 0.49567 | 0.0038151 | 0.33362 | 0.075032 | 0.97426 | 0.089716 | 0.00027684 | 7.0372e-05 | 0.00012152 | 0.33577 | 0.3359
0.33094 | 0.0030574 | 0.38329 | 0.00012991 | 0.087486 | 0.49523 | 0.0038082 | 0.33475 | 0.064009 | 0.98529 | 0.088793 | 0.00028018 | 7.0372e-05 | 0.00012269 | 0.33577 | 0.3359
0.33152 | 0.002484 | 0.34538 | 9.5183e-05 | 0.087521 | 0.49503 | 0.0038052 | 0.33532 | 0.057679 | 0.99162 | 0.088261 | 0.00028221 | 7.0372e-05 | 0.0001234 | 0.33577 | 0.3359
0.3318 | 0.0021954 | 0.32465 | 7.9108e-05 | 0.087537 | 0.49494 | 0.0038038 | 0.33561 | 0.054217 | 0.99508 | 0.08797 | 0.00028335 | 7.0372e-05 | 0.0001238 | 0.33577 | 0.3359
0.33195 | 0.0020502 | 0.31371 | 7.1401e-05 | 0.087545 | 0.49489 | 0.0038031 | 0.33575 | 0.05239 | 0.9969 | 0.087817 | 0.00028396 | 7.0372e-05 | 0.00012402 | 0.33577 | 0.3359
0.33202 | 0.0019772 | 0.30806 | 6.7624e-05 | 0.087548 | 0.49487 | 0.0038028 | 0.33583 | 0.051446 | 0.99785 | 0.087737 | 0.00028428 | 7.0372e-05 | 0.00012413 | 0.33577 | 0.3359
0.33206 | 0.0019404 | 0.30518 | 6.575e-05 | 0.08755 | 0.49486 | 0.0038026 | 0.33586 | 0.050965 | 0.99833 | 0.087697 | 0.00028444 | 7.0372e-05 | 0.00012418 | 0.33577 | 0.3359
0.33208 | 0.0019219 | 0.30372 | 6.4814e-05 | 0.087551 | 0.49486 | 0.0038025 | 0.33588 | 0.050721 | 0.99857 | 0.087676 | 0.00028452 | 7.0372e-05 | 0.00012421 | 0.33577 | 0.3359
0.33209 | 0.0019126 | 0.30298 | 6.4345e-05 | 0.087552 | 0.49485 | 0.0038025 | 0.33589 | 0.050598 | 0.9987 | 0.087666 | 0.00028457 | 7.0372e-05 | 0.00012423 | 0.33577 | 0.3359
0.33209 | 0.001908 | 0.30261 | 6.411e-05 | 0.087552 | 0.49485 | 0.0038025 | 0.33589 | 0.050536 | 0.99876 | 0.087661 | 0.00028459 | 7.0372e-05 | 0.00012424 | 0.33577 | 0.3359
0.33209 | 0.0019056 | 0.30243 | 6.3992e-05 | 0.087552 | 0.49485 | 0.0038025 | 0.3359 | 0.050505 | 0.99879 | 0.087658 | 0.0002846 | 7.0372e-05 | 0.00012424 | 0.33577 | 0.3359
0.3321 | 0.0019044 | 0.30233 | 6.3932e-05 | 0.087552 | 0.49485 | 0.0038025 | 0.3359 | 0.050489 | 0.9988 | 0.087657 | 0.0002846 | 7.0372e-05 | 0.00012424 | 0.33577 | 0.3359
0.3321 | 0.0019038 | 0.30228 | 6.3902e-05 | 0.087552 | 0.49485 | 0.0038025 | 0.3359 | 0.050482 | 0.99881 | 0.087656 | 0.00028461 | 7.0372e-05 | 0.00012424 | 0.33577 | 0.3359
0.3321 | 0.0019035 | 0.30226 | 6.3887e-05 | 0.087552 | 0.49485 | 0.0038025 | 0.3359 | 0.050478 | 0.99882 | 0.087656 | 0.00028461 | 7.0372e-05 | 0.00012424 | 0.33577 | 0.3359
0.3321 | 0.0019034 | 0.30225 | 6.388e-05 | 0.087552 | 0.49485 | 0.0038025 | 0.3359 | 0.050476 | 0.99882 | 0.087656 | 0.00028461 | 7.0372e-05 | 0.00012424 | 0.33577 | 0.3359
0.3321 | 0.0019033 | 0.30224 | 6.3876e-05 | 0.087552 | 0.49485 | 0.0038025 | 0.3359 | 0.050475 | 0.99882 | 0.087656 | 0.00028461 | 7.0372e-05 | 0.00012424 | 0.33577 | 0.3359
0.3321 | 0.0019033 | 0.30224 | 6.3874e-05 | 0.087552 | 0.49485 | 0.0038025 | 0.3359 | 0.050474 | 0.99882 | 0.087656 | 0.00028461 | 7.0372e-05 | 0.00012424 | 0.33577 | 0.3359
0.3321 | 0.0019033 | 0.30224 | 6.3873e-05 | 0.087552 | 0.49485 | 0.0038025 | 0.3359 | 0.050474 | 0.99882 | 0.087656 | 0.00028461 | 7.0372e-05 | 0.00012424 | 0.33577 | 0.3359
0.3321 | 0.0019033 | 0.30224 | 6.3872e-05 | 0.087552 | 0.49485 | 0.0038025 | 0.3359 | 0.050474 | 0.99882 | 0.087656 | 0.00028461 | 7.0372e-05 | 0.00012424 | 0.33577 | 0.3359
0.3321 | 0.0019032 | 0.30224 | 6.3872e-05 | 0.087552 | 0.49485 | 0.0038025 | 0.3359 | 0.050474 | 0.99882 | 0.087656 | 0.00028461 | 7.0372e-05 | 0.00012424 | 0.33577 | 0.3359
0.3321 | 0.0019032 | 0.30224 | 6.3872e-05 | 0.087552 | 0.49485 | 0.0038025 | 0.3359 | 0.050474 | 0.99882 | 0.087656 | 0.00028461 | 7.0372e-05 | 0.00012424 | 0.33577 | 0.3359
0.3321 | 0.0019032 | 0.30224 | 6.3872e-05 | 0.087552 | 0.49485 | 0.0038025 | 0.3359 | 0.050474 | 0.99882 | 0.087656 | 0.00028461 | 7.0372e-05 | 0.00012424 | 0.33577 | 0.3359
Segment number |  |  |  |  | 91 | Length | 0.7 |  |  | feet
Est. water depth at upper end of segment | Circ. Seg. Ht. | Central angle | circ. Seg. Area | Flow area | velocity | velocity head | total head | Arc length | Wet. Perim. | Hydraulic Radius | Friction slope | Friction slope | Friction head | Total head | Total head
y2 | h | theta | K | A | V2 | hv2 | H2 | s | Pw | R2 | Sf2 | Sf1 | hf2 | H1 | H2*
(ft) | (ft) | (rad) | (ft^2) | (ft^2) | (ft/s) | (ft) | (ft) | (ft) | (ft) | (ft) | (ft/ft) | (ft/ft) | (ft) | (ft) | (ft)
0.2 | 0.134 | 2.7438 | 0.032858 | 0.054758 | 0.79122 | 0.0097209 | 0.20972 | 0.45821 | 0.59109 | 0.09264 | 0.00067588 | 6.3992e-05 | 0.00025896 | 0.3359 | 0.33616
0.26322 | 0.070781 | 1.9135 | 0.01355 | 0.074066 | 0.58496 | 0.0053133 | 0.26853 | 0.31956 | 0.72973 | 0.1015 | 0.00032709 | 6.3992e-05 | 0.00013688 | 0.3359 | 0.33604
0.29697 | 0.037029 | 1.3578 | 0.0053043 | 0.082312 | 0.52636 | 0.0043021 | 0.30127 | 0.22675 | 0.82254 | 0.10007 | 0.00026989 | 6.3992e-05 | 0.00011686 | 0.3359 | 0.33602
0.31434 | 0.019658 | 0.98018 | 0.0020859 | 0.08553 | 0.50655 | 0.0039844 | 0.31833 | 0.16369 | 0.8856 | 0.096578 | 0.00026207 | 6.3992e-05 | 0.00011412 | 0.3359 | 0.33601
0.32319 | 0.010814 | 0.7237 | 0.00085812 | 0.086758 | 0.49938 | 0.0038724 | 0.32706 | 0.12086 | 0.92844 | 0.093445 | 0.00026616 | 6.3992e-05 | 0.00011555 | 0.3359 | 0.33601
0.32766 | 0.006336 | 0.55268 | 0.00038641 | 0.08723 | 0.49668 | 0.0038306 | 0.33149 | 0.092298 | 0.957 | 0.091149 | 0.00027216 | 6.3992e-05 | 0.00011765 | 0.3359 | 0.33602
0.32993 | 0.0040749 | 0.44272 | 0.0001997 | 0.087416 | 0.49562 | 0.0038143 | 0.33374 | 0.073935 | 0.97536 | 0.089625 | 0.00027716 | 6.3992e-05 | 0.0001194 | 0.3359 | 0.33602
0.33106 | 0.0029353 | 0.37553 | 0.00012222 | 0.087494 | 0.49518 | 0.0038075 | 0.33487 | 0.062714 | 0.98658 | 0.088684 | 0.00028059 | 6.3992e-05 | 0.0001206 | 0.3359 | 0.33602
0.33164 | 0.0023615 | 0.33674 | 8.8241e-05 | 0.087528 | 0.49499 | 0.0038046 | 0.33544 | 0.056235 | 0.99306 | 0.08814 | 0.00028268 | 6.3992e-05 | 0.00012134 | 0.3359 | 0.33602
0.33193 | 0.0020728 | 0.31544 | 7.2581e-05 | 0.087544 | 0.4949 | 0.0038032 | 0.33573 | 0.052678 | 0.99662 | 0.087841 | 0.00028387 | 6.3992e-05 | 0.00012175 | 0.3359 | 0.33602
0.33207 | 0.0019275 | 0.30416 | 6.5096e-05 | 0.087551 | 0.49486 | 0.0038026 | 0.33588 | 0.050795 | 0.9985 | 0.087683 | 0.0002845 | 6.3992e-05 | 0.00012197 | 0.3359 | 0.33602
0.33215 | 0.0018544 | 0.29833 | 6.1434e-05 | 0.087555 | 0.49484 | 0.0038023 | 0.33595 | 0.049821 | 0.99947 | 0.087601 | 0.00028483 | 6.3992e-05 | 0.00012209 | 0.3359 | 0.33602
0.33218 | 0.0018177 | 0.29535 | 5.9619e-05 | 0.087556 | 0.49483 | 0.0038021 | 0.33598 | 0.049324 | 0.99997 | 0.087559 | 0.000285 | 6.3992e-05 | 0.00012215 | 0.3359 | 0.33602
0.3322 | 0.0017992 | 0.29385 | 5.8713e-05 | 0.087557 | 0.49482 | 0.003802 | 0.336 | 0.049072 | 1.0002 | 0.087538 | 0.00028508 | 6.3992e-05 | 0.00012218 | 0.3359 | 0.33602
0.33221 | 0.0017899 | 0.29308 | 5.8259e-05 | 0.087558 | 0.49482 | 0.003802 | 0.33601 | 0.048945 | 1.0003 | 0.087527 | 0.00028513 | 6.3992e-05 | 0.00012219 | 0.3359 | 0.33602
0.33221 | 0.0017852 | 0.2927 | 5.8031e-05 | 0.087558 | 0.49482 | 0.003802 | 0.33602 | 0.048881 | 1.0004 | 0.087522 | 0.00028515 | 6.3992e-05 | 0.0001222 | 0.3359 | 0.33602
0.33222 | 0.0017829 | 0.29251 | 5.7916e-05 | 0.087558 | 0.49482 | 0.0038019 | 0.33602 | 0.048849 | 1.0004 | 0.087519 | 0.00028516 | 6.3992e-05 | 0.0001222 | 0.3359 | 0.33602
0.33222 | 0.0017817 | 0.29241 | 5.7859e-05 | 0.087558 | 0.49482 | 0.0038019 | 0.33602 | 0.048832 | 1.0005 | 0.087518 | 0.00028517 | 6.3992e-05 | 0.00012221 | 0.3359 | 0.33602
0.33222 | 0.0017811 | 0.29236 | 5.783e-05 | 0.087558 | 0.49482 | 0.0038019 | 0.33602 | 0.048824 | 1.0005 | 0.087517 | 0.00028517 | 6.3992e-05 | 0.00012221 | 0.3359 | 0.33602
0.33222 | 0.0017808 | 0.29234 | 5.7815e-05 | 0.087558 | 0.49482 | 0.0038019 | 0.33602 | 0.04882 | 1.0005 | 0.087517 | 0.00028517 | 6.3992e-05 | 0.00012221 | 0.3359 | 0.33602
0.33222 | 0.0017807 | 0.29232 | 5.7808e-05 | 0.087558 | 0.49482 | 0.0038019 | 0.33602 | 0.048818 | 1.0005 | 0.087517 | 0.00028517 | 6.3992e-05 | 0.00012221 | 0.3359 | 0.33602
0.33222 | 0.0017806 | 0.29232 | 5.7804e-05 | 0.087558 | 0.49482 | 0.0038019 | 0.33602 | 0.048817 | 1.0005 | 0.087517 | 0.00028517 | 6.3992e-05 | 0.00012221 | 0.3359 | 0.33602
0.33222 | 0.0017805 | 0.29231 | 5.7803e-05 | 0.087558 | 0.49482 | 0.0038019 | 0.33602 | 0.048817 | 1.0005 | 0.087516 | 0.00028517 | 6.3992e-05 | 0.00012221 | 0.3359 | 0.33602
0.33222 | 0.0017805 | 0.29231 | 5.7802e-05 | 0.087558 | 0.49482 | 0.0038019 | 0.33602 | 0.048816 | 1.0005 | 0.087516 | 0.00028517 | 6.3992e-05 | 0.00012221 | 0.3359 | 0.33602
0.33222 | 0.0017805 | 0.29231 | 5.7801e-05 | 0.087558 | 0.49482 | 0.0038019 | 0.33602 | 0.048816 | 1.0005 | 0.087516 | 0.00028517 | 6.3992e-05 | 0.00012221 | 0.3359 | 0.33602
0.33222 | 0.0017805 | 0.29231 | 5.7801e-05 | 0.087558 | 0.49482 | 0.0038019 | 0.33602 | 0.048816 | 1.0005 | 0.087516 | 0.00028517 | 6.3992e-05 | 0.00012221 | 0.3359 | 0.33602
0.33222 | 0.0017805 | 0.29231 | 5.7801e-05 | 0.087558 | 0.49482 | 0.0038019 | 0.33602 | 0.048816 | 1.0005 | 0.087516 | 0.00028517 | 6.3992e-05 | 0.00012221 | 0.3359 | 0.33602
0.33222 | 0.0017805 | 0.29231 | 5.7801e-05 | 0.087558 | 0.49482 | 0.0038019 | 0.33602 | 0.048816 | 1.0005 | 0.087516 | 0.00028517 | 6.3992e-05 | 0.00012221 | 0.3359 | 0.33602
Segment number |  |  |  |  | 92 | Length | 0.7 |  |  | feet
Est. water depth at upper end of segment | Circ. Seg. Ht. | Central angle | circ. Seg. Area | Flow area | velocity | velocity head | total head | Arc length | Wet. Perim. | Hydraulic Radius | Friction slope | Friction slope | Friction head | Total head | Total head
y2 | h | theta | K | A | V2 | hv2 | H2 | s | Pw | R2 | Sf2 | Sf1 | hf2 | H1 | H2*
(ft) | (ft) | (rad) | (ft^2) | (ft^2) | (ft/s) | (ft) | (ft) | (ft) | (ft) | (ft) | (ft/ft) | (ft/ft) | (ft) | (ft) | (ft)
0.2 | 0.134 | 2.7438 | 0.032858 | 0.054758 | 0.79122 | 0.0097209 | 0.20972 | 0.45821 | 0.59109 | 0.09264 | 0.00067588 | 5.7916e-05 | 0.00025683 | 0.33602 | 0.33628
0.26328 | 0.070721 | 1.9127 | 0.013534 | 0.074082 | 0.58483 | 0.0053109 | 0.26859 | 0.31942 | 0.72988 | 0.1015 | 0.00032693 | 5.7916e-05 | 0.0001347 | 0.33602 | 0.33616
0.29706 | 0.036938 | 1.356 | 0.0052852 | 0.082331 | 0.52624 | 0.0043001 | 0.30136 | 0.22646 | 0.82283 | 0.10006 | 0.0002698 | 5.7916e-05 | 0.0001147 | 0.33602 | 0.33614
0.31445 | 0.019551 | 0.97747 | 0.0020691 | 0.085547 | 0.50645 | 0.0039828 | 0.31843 | 0.16324 | 0.88606 | 0.096548 | 0.00026208 | 5.7916e-05 | 0.000112 | 0.33602 | 0.33613
0.3233 | 0.0107 | 0.71983 | 0.00084466 | 0.086771 | 0.49931 | 0.0038712 | 0.32717 | 0.12021 | 0.92908 | 0.093395 | 0.00026626 | 5.7916e-05 | 0.00011346 | 0.33602 | 0.33613
0.32778 | 0.0062183 | 0.54749 | 0.00037573 | 0.08724 | 0.49662 | 0.0038297 | 0.33161 | 0.091431 | 0.95786 | 0.091078 | 0.00027238 | 5.7916e-05 | 0.0001156 | 0.33602 | 0.33614
0.33004 | 0.0039555 | 0.43616 | 0.00019101 | 0.087425 | 0.49557 | 0.0038135 | 0.33386 | 0.072839 | 0.97646 | 0.089533 | 0.00027749 | 5.7916e-05 | 0.00011739 | 0.33602 | 0.33614
0.33118 | 0.0028151 | 0.36774 | 0.0001148 | 0.087501 | 0.49514 | 0.0038069 | 0.33499 | 0.061413 | 0.98788 | 0.088575 | 0.000281 | 5.7916e-05 | 0.00011862 | 0.33602 | 0.33614
0.33176 | 0.002241 | 0.32801 | 8.1581e-05 | 0.087535 | 0.49495 | 0.003804 | 0.33556 | 0.054778 | 0.99452 | 0.088017 | 0.00028316 | 5.7916e-05 | 0.00011938 | 0.33602 | 0.33614
0.33205 | 0.0019521 | 0.3061 | 6.6343e-05 | 0.08755 | 0.49487 | 0.0038027 | 0.33585 | 0.051118 | 0.99818 | 0.08771 | 0.00028439 | 5.7916e-05 | 0.00011981 | 0.33602 | 0.33614
0.33219 | 0.0018068 | 0.29446 | 5.9082e-05 | 0.087557 | 0.49483 | 0.003802 | 0.336 | 0.049175 | 1.0001 | 0.087547 | 0.00028505 | 5.7916e-05 | 0.00012004 | 0.33602 | 0.33614
0.33227 | 0.0017337 | 0.28843 | 5.5537e-05 | 0.087561 | 0.49481 | 0.0038017 | 0.33607 | 0.048169 | 1.0011 | 0.087462 | 0.00028539 | 5.7916e-05 | 0.00012016 | 0.33602 | 0.33614
0.3323 | 0.0016969 | 0.28535 | 5.3782e-05 | 0.087562 | 0.4948 | 0.0038016 | 0.3361 | 0.047654 | 1.0016 | 0.087419 | 0.00028557 | 5.7916e-05 | 0.00012022 | 0.33602 | 0.33614
0.33232 | 0.0016784 | 0.28379 | 5.2907e-05 | 0.087563 | 0.49479 | 0.0038015 | 0.33612 | 0.047394 | 1.0019 | 0.087397 | 0.00028566 | 5.7916e-05 | 0.00012025 | 0.33602 | 0.33614
0.33233 | 0.0016691 | 0.28301 | 5.2468e-05 | 0.087564 | 0.49479 | 0.0038015 | 0.33613 | 0.047262 | 1.002 | 0.087386 | 0.0002857 | 5.7916e-05 | 0.00012027 | 0.33602 | 0.33614
0.33234 | 0.0016645 | 0.28261 | 5.2248e-05 | 0.087564 | 0.49479 | 0.0038015 | 0.33614 | 0.047196 | 1.0021 | 0.08738 | 0.00028573 | 5.7916e-05 | 0.00012028 | 0.33602 | 0.33614
0.33234 | 0.0016621 | 0.28241 | 5.2138e-05 | 0.087564 | 0.49479 | 0.0038014 | 0.33614 | 0.047162 | 1.0021 | 0.087378 | 0.00028574 | 5.7916e-05 | 0.00012028 | 0.33602 | 0.33614
0.33234 | 0.0016609 | 0.28231 | 5.2082e-05 | 0.087564 | 0.49479 | 0.0038014 | 0.33614 | 0.047145 | 1.0021 | 0.087376 | 0.00028574 | 5.7916e-05 | 0.00012028 | 0.33602 | 0.33614
0.33234 | 0.0016603 | 0.28226 | 5.2054e-05 | 0.087564 | 0.49479 | 0.0038014 | 0.33614 | 0.047137 | 1.0022 | 0.087376 | 0.00028575 | 5.7916e-05 | 0.00012028 | 0.33602 | 0.33614
0.33234 | 0.00166 | 0.28223 | 5.204e-05 | 0.087564 | 0.49479 | 0.0038014 | 0.33614 | 0.047133 | 1.0022 | 0.087375 | 0.00028575 | 5.7916e-05 | 0.00012028 | 0.33602 | 0.33614
0.33234 | 0.0016599 | 0.28222 | 5.2033e-05 | 0.087564 | 0.49479 | 0.0038014 | 0.33614 | 0.04713 | 1.0022 | 0.087375 | 0.00028575 | 5.7916e-05 | 0.00012028 | 0.33602 | 0.33614
0.33234 | 0.0016598 | 0.28221 | 5.2029e-05 | 0.087564 | 0.49479 | 0.0038014 | 0.33614 | 0.047129 | 1.0022 | 0.087375 | 0.00028575 | 5.7916e-05 | 0.00012028 | 0.33602 | 0.33614
0.33234 | 0.0016598 | 0.28221 | 5.2028e-05 | 0.087564 | 0.49479 | 0.0038014 | 0.33614 | 0.047129 | 1.0022 | 0.087375 | 0.00028575 | 5.7916e-05 | 0.00012028 | 0.33602 | 0.33614
0.33234 | 0.0016597 | 0.28221 | 5.2027e-05 | 0.087564 | 0.49479 | 0.0038014 | 0.33614 | 0.047129 | 1.0022 | 0.087375 | 0.00028575 | 5.7916e-05 | 0.00012028 | 0.33602 | 0.33614
0.33234 | 0.0016597 | 0.28221 | 5.2026e-05 | 0.087564 | 0.49479 | 0.0038014 | 0.33614 | 0.047128 | 1.0022 | 0.087375 | 0.00028575 | 5.7916e-05 | 0.00012028 | 0.33602 | 0.33614
0.33234 | 0.0016597 | 0.28221 | 5.2026e-05 | 0.087564 | 0.49479 | 0.0038014 | 0.33614 | 0.047128 | 1.0022 | 0.087375 | 0.00028575 | 5.7916e-05 | 0.00012028 | 0.33602 | 0.33614
0.33234 | 0.0016597 | 0.28221 | 5.2026e-05 | 0.087564 | 0.49479 | 0.0038014 | 0.33614 | 0.047128 | 1.0022 | 0.087375 | 0.00028575 | 5.7916e-05 | 0.00012028 | 0.33602 | 0.33614
0.33234 | 0.0016597 | 0.28221 | 5.2026e-05 | 0.087564 | 0.49479 | 0.0038014 | 0.33614 | 0.047128 | 1.0022 | 0.087375 | 0.00028575 | 5.7916e-05 | 0.00012028 | 0.33602 | 0.33614
Segment number |  |  |  |  | 93 | Length | 0.7 |  |  | feet
Est. water depth at upper end of segment | Circ. Seg. Ht. | Central angle | circ. Seg. Area | Flow area | velocity | velocity head | total head | Arc length | Wet. Perim. | Hydraulic Radius | Friction slope | Friction slope | Friction head | Total head | Total head
y2 | h | theta | K | A | V2 | hv2 | H2 | s | Pw | R2 | Sf2 | Sf1 | hf2 | H1 | H2*
(ft) | (ft) | (rad) | (ft^2) | (ft^2) | (ft/s) | (ft) | (ft) | (ft) | (ft) | (ft) | (ft/ft) | (ft/ft) | (ft) | (ft) | (ft)
0.2 | 0.134 | 2.7438 | 0.032858 | 0.054758 | 0.79122 | 0.0097209 | 0.20972 | 0.45821 | 0.59109 | 0.09264 | 0.00067588 | 5.2138e-05 | 0.00025481 | 0.33614 | 0.3364
0.26334 | 0.070662 | 1.9118 | 0.013518 | 0.074099 | 0.5847 | 0.0053086 | 0.26865 | 0.31927 | 0.73002 | 0.1015 | 0.00032678 | 5.2138e-05 | 0.00013262 | 0.33614 | 0.33627
0.29715 | 0.036848 | 1.3543 | 0.0052664 | 0.08235 | 0.52612 | 0.0042981 | 0.30145 | 0.22617 | 0.82312 | 0.10005 | 0.00026972 | 5.2138e-05 | 0.00011265 | 0.33614 | 0.33625
0.31455 | 0.019446 | 0.97478 | 0.0020527 | 0.085563 | 0.50635 | 0.0039813 | 0.31854 | 0.16279 | 0.88651 | 0.096518 | 0.00026209 | 5.2138e-05 | 0.00010998 | 0.33614 | 0.33625
0.32341 | 0.010588 | 0.716 | 0.00083147 | 0.086785 | 0.49923 | 0.00387 | 0.32728 | 0.11957 | 0.92972 | 0.093345 | 0.00026637 | 5.2138e-05 | 0.00011148 | 0.33614 | 0.33625
0.3279 | 0.0061023 | 0.54233 | 0.00036531 | 0.087251 | 0.49656 | 0.0038288 | 0.33173 | 0.090569 | 0.95872 | 0.091007 | 0.0002726 | 5.2138e-05 | 0.00011366 | 0.33614 | 0.33626
0.33016 | 0.0038379 | 0.4296 | 0.00018258 | 0.087434 | 0.49552 | 0.0038128 | 0.33397 | 0.071744 | 0.97755 | 0.089441 | 0.00027781 | 5.2138e-05 | 0.00011548 | 0.33614 | 0.33626
0.3313 | 0.0026967 | 0.35991 | 0.00010765 | 0.087508 | 0.4951 | 0.0038063 | 0.33511 | 0.060105 | 0.98919 | 0.088465 | 0.00028142 | 5.2138e-05 | 0.00011675 | 0.33614 | 0.33626
0.33188 | 0.0021223 | 0.31919 | 7.5194e-05 | 0.087541 | 0.49492 | 0.0038034 | 0.33568 | 0.053305 | 0.99599 | 0.087893 | 0.00028366 | 5.2138e-05 | 0.00011753 | 0.33614 | 0.33626
0.33217 | 0.0018332 | 0.29662 | 6.0385e-05 | 0.087556 | 0.49483 | 0.0038022 | 0.33597 | 0.049535 | 0.99976 | 0.087577 | 0.00028493 | 5.2138e-05 | 0.00011797 | 0.33614 | 0.33626
0.33231 | 0.0016879 | 0.28459 | 5.3353e-05 | 0.087563 | 0.49479 | 0.0038016 | 0.33611 | 0.047527 | 1.0018 | 0.087408 | 0.00028561 | 5.2138e-05 | 0.00011821 | 0.33614 | 0.33626
0.33239 | 0.0016147 | 0.27835 | 4.9927e-05 | 0.087566 | 0.49477 | 0.0038013 | 0.33619 | 0.046484 | 1.0028 | 0.087321 | 0.00028597 | 5.2138e-05 | 0.00011834 | 0.33614 | 0.33626
0.33242 | 0.001578 | 0.27516 | 4.8233e-05 | 0.087568 | 0.49476 | 0.0038011 | 0.33622 | 0.045951 | 1.0033 | 0.087276 | 0.00028616 | 5.2138e-05 | 0.0001184 | 0.33614 | 0.33626
0.33244 | 0.0015595 | 0.27354 | 4.7389e-05 | 0.087569 | 0.49476 | 0.003801 | 0.33624 | 0.045681 | 1.0036 | 0.087253 | 0.00028625 | 5.2138e-05 | 0.00011844 | 0.33614 | 0.33626
0.33245 | 0.0015502 | 0.27272 | 4.6966e-05 | 0.087569 | 0.49476 | 0.003801 | 0.33625 | 0.045544 | 1.0038 | 0.087242 | 0.0002863 | 5.2138e-05 | 0.00011845 | 0.33614 | 0.33626
0.33245 | 0.0015455 | 0.27231 | 4.6754e-05 | 0.087569 | 0.49476 | 0.003801 | 0.33626 | 0.045475 | 1.0038 | 0.087236 | 0.00028632 | 5.2138e-05 | 0.00011846 | 0.33614 | 0.33626
0.33246 | 0.0015432 | 0.2721 | 4.6647e-05 | 0.087569 | 0.49475 | 0.003801 | 0.33626 | 0.045441 | 1.0039 | 0.087233 | 0.00028633 | 5.2138e-05 | 0.00011846 | 0.33614 | 0.33626
0.33246 | 0.001542 | 0.27199 | 4.6594e-05 | 0.087569 | 0.49475 | 0.003801 | 0.33626 | 0.045423 | 1.0039 | 0.087232 | 0.00028634 | 5.2138e-05 | 0.00011847 | 0.33614 | 0.33626
0.33246 | 0.0015414 | 0.27194 | 4.6567e-05 | 0.08757 | 0.49475 | 0.003801 | 0.33626 | 0.045414 | 1.0039 | 0.087231 | 0.00028634 | 5.2138e-05 | 0.00011847 | 0.33614 | 0.33626
0.33246 | 0.0015411 | 0.27192 | 4.6553e-05 | 0.08757 | 0.49475 | 0.003801 | 0.33626 | 0.04541 | 1.0039 | 0.087231 | 0.00028634 | 5.2138e-05 | 0.00011847 | 0.33614 | 0.33626
0.33246 | 0.0015409 | 0.2719 | 4.6546e-05 | 0.08757 | 0.49475 | 0.003801 | 0.33626 | 0.045408 | 1.0039 | 0.087231 | 0.00028634 | 5.2138e-05 | 0.00011847 | 0.33614 | 0.33626
0.33246 | 0.0015409 | 0.2719 | 4.6543e-05 | 0.08757 | 0.49475 | 0.003801 | 0.33626 | 0.045407 | 1.0039 | 0.08723 | 0.00028635 | 5.2138e-05 | 0.00011847 | 0.33614 | 0.33626
0.33246 | 0.0015408 | 0.27189 | 4.6541e-05 | 0.08757 | 0.49475 | 0.003801 | 0.33626 | 0.045406 | 1.0039 | 0.08723 | 0.00028635 | 5.2138e-05 | 0.00011847 | 0.33614 | 0.33626
0.33246 | 0.0015408 | 0.27189 | 4.654e-05 | 0.08757 | 0.49475 | 0.003801 | 0.33626 | 0.045406 | 1.0039 | 0.08723 | 0.00028635 | 5.2138e-05 | 0.00011847 | 0.33614 | 0.33626
0.33246 | 0.0015408 | 0.27189 | 4.654e-05 | 0.08757 | 0.49475 | 0.003801 | 0.33626 | 0.045406 | 1.0039 | 0.08723 | 0.00028635 | 5.2138e-05 | 0.00011847 | 0.33614 | 0.33626
0.33246 | 0.0015408 | 0.27189 | 4.654e-05 | 0.08757 | 0.49475 | 0.003801 | 0.33626 | 0.045406 | 1.0039 | 0.08723 | 0.00028635 | 5.2138e-05 | 0.00011847 | 0.33614 | 0.33626
0.33246 | 0.0015408 | 0.27189 | 4.654e-05 | 0.08757 | 0.49475 | 0.003801 | 0.33626 | 0.045406 | 1.0039 | 0.08723 | 0.00028635 | 5.2138e-05 | 0.00011847 | 0.33614 | 0.33626
0.33246 | 0.0015408 | 0.27189 | 4.654e-05 | 0.08757 | 0.49475 | 0.003801 | 0.33626 | 0.045406 | 1.0039 | 0.08723 | 0.00028635 | 5.2138e-05 | 0.00011847 | 0.33614 | 0.33626
Segment number |  |  |  |  | 94 | Length | 0.7 |  |  | feet
Est. water depth at upper end of segment | Circ. Seg. Ht. | Central angle | circ. Seg. Area | Flow area | velocity | velocity head | total head | Arc length | Wet. Perim. | Hydraulic Radius | Friction slope | Friction slope | Friction head | Total head | Total head
y2 | h | theta | K | A | V2 | hv2 | H2 | s | Pw | R2 | Sf2 | Sf1 | hf2 | H1 | H2*
(ft) | (ft) | (rad) | (ft^2) | (ft^2) | (ft/s) | (ft) | (ft) | (ft) | (ft) | (ft) | (ft/ft) | (ft/ft) | (ft) | (ft) | (ft)
0.2 | 0.134 | 2.7438 | 0.032858 | 0.054758 | 0.79122 | 0.0097209 | 0.20972 | 0.45821 | 0.59109 | 0.09264 | 0.00067588 | 4.6647e-05 | 0.00025289 | 0.33626 | 0.33651
0.2634 | 0.070604 | 1.9109 | 0.013502 | 0.074114 | 0.58457 | 0.0053063 | 0.2687 | 0.31913 | 0.73017 | 0.1015 | 0.00032663 | 4.6647e-05 | 0.00013065 | 0.33626 | 0.33639
0.29724 | 0.03676 | 1.3526 | 0.0052479 | 0.082368 | 0.526 | 0.0042962 | 0.30154 | 0.22589 | 0.8234 | 0.10003 | 0.00026964 | 4.6647e-05 | 0.0001107 | 0.33626 | 0.33637
0.31466 | 0.019342 | 0.97214 | 0.0020365 | 0.08558 | 0.50626 | 0.0039798 | 0.31864 | 0.16235 | 0.88695 | 0.096488 | 0.0002621 | 4.6647e-05 | 0.00010806 | 0.33626 | 0.33637
0.32352 | 0.010477 | 0.7122 | 0.00081854 | 0.086798 | 0.49915 | 0.0038689 | 0.32739 | 0.11894 | 0.93036 | 0.093295 | 0.00026648 | 4.6647e-05 | 0.0001096 | 0.33626 | 0.33637
0.32801 | 0.0059881 | 0.5372 | 0.00035513 | 0.087261 | 0.4965 | 0.0038279 | 0.33184 | 0.089712 | 0.95958 | 0.090936 | 0.00027282 | 4.6647e-05 | 0.00011181 | 0.33626 | 0.33637
0.33028 | 0.003722 | 0.42304 | 0.00017439 | 0.087442 | 0.49548 | 0.0038121 | 0.33409 | 0.070648 | 0.97865 | 0.08935 | 0.00027814 | 4.6647e-05 | 0.00011368 | 0.33626 | 0.33637
0.33142 | 0.0025801 | 0.35202 | 0.00010075 | 0.087515 | 0.49506 | 0.0038057 | 0.33523 | 0.058787 | 0.99051 | 0.088354 | 0.00028185 | 4.6647e-05 | 0.00011497 | 0.33626 | 0.33638
0.33199 | 0.0020053 | 0.31025 | 6.9072e-05 | 0.087547 | 0.49488 | 0.0038029 | 0.3358 | 0.051812 | 0.99748 | 0.087768 | 0.00028416 | 4.6647e-05 | 0.00011578 | 0.33626 | 0.33638
0.33228 | 0.0017161 | 0.28697 | 5.4698e-05 | 0.087561 | 0.4948 | 0.0038017 | 0.33609 | 0.047924 | 1.0014 | 0.087442 | 0.00028548 | 4.6647e-05 | 0.00011624 | 0.33626 | 0.33638
0.33243 | 0.0015707 | 0.27452 | 4.79e-05 | 0.087568 | 0.49476 | 0.0038011 | 0.33623 | 0.045845 | 1.0034 | 0.087267 | 0.00028619 | 4.6647e-05 | 0.00011649 | 0.33626 | 0.33638
0.3325 | 0.0014976 | 0.26804 | 4.4596e-05 | 0.087571 | 0.49474 | 0.0038008 | 0.3363 | 0.044763 | 1.0045 | 0.087176 | 0.00028657 | 4.6647e-05 | 0.00011663 | 0.33626 | 0.33638
0.33254 | 0.0014608 | 0.26472 | 4.2965e-05 | 0.087573 | 0.49473 | 0.0038007 | 0.33634 | 0.044209 | 1.0051 | 0.08713 | 0.00028676 | 4.6647e-05 | 0.00011669 | 0.33626 | 0.33638
0.33256 | 0.0014423 | 0.26304 | 4.2152e-05 | 0.087574 | 0.49473 | 0.0038006 | 0.33636 | 0.043928 | 1.0054 | 0.087106 | 0.00028686 | 4.6647e-05 | 0.00011673 | 0.33626 | 0.33638
0.33257 | 0.001433 | 0.26219 | 4.1746e-05 | 0.087574 | 0.49473 | 0.0038005 | 0.33637 | 0.043786 | 1.0055 | 0.087095 | 0.00028691 | 4.6647e-05 | 0.00011674 | 0.33626 | 0.33638
0.33257 | 0.0014283 | 0.26176 | 4.1542e-05 | 0.087575 | 0.49473 | 0.0038005 | 0.33637 | 0.043714 | 1.0056 | 0.087089 | 0.00028693 | 4.6647e-05 | 0.00011675 | 0.33626 | 0.33638
0.33257 | 0.0014259 | 0.26155 | 4.1439e-05 | 0.087575 | 0.49473 | 0.0038005 | 0.33637 | 0.043678 | 1.0056 | 0.087086 | 0.00028695 | 4.6647e-05 | 0.00011676 | 0.33626 | 0.33638
0.33258 | 0.0014248 | 0.26144 | 4.1388e-05 | 0.087575 | 0.49473 | 0.0038005 | 0.33638 | 0.04366 | 1.0056 | 0.087084 | 0.00028695 | 4.6647e-05 | 0.00011676 | 0.33626 | 0.33638
0.33258 | 0.0014242 | 0.26138 | 4.1362e-05 | 0.087575 | 0.49473 | 0.0038005 | 0.33638 | 0.043651 | 1.0056 | 0.087083 | 0.00028696 | 4.6647e-05 | 0.00011676 | 0.33626 | 0.33638
0.33258 | 0.0014239 | 0.26136 | 4.1349e-05 | 0.087575 | 0.49473 | 0.0038005 | 0.33638 | 0.043646 | 1.0056 | 0.087083 | 0.00028696 | 4.6647e-05 | 0.00011676 | 0.33626 | 0.33638
0.33258 | 0.0014237 | 0.26134 | 4.1342e-05 | 0.087575 | 0.49472 | 0.0038005 | 0.33638 | 0.043644 | 1.0057 | 0.087083 | 0.00028696 | 4.6647e-05 | 0.00011676 | 0.33626 | 0.33638
0.33258 | 0.0014236 | 0.26133 | 4.1339e-05 | 0.087575 | 0.49472 | 0.0038005 | 0.33638 | 0.043643 | 1.0057 | 0.087083 | 0.00028696 | 4.6647e-05 | 0.00011676 | 0.33626 | 0.33638
0.33258 | 0.0014236 | 0.26133 | 4.1337e-05 | 0.087575 | 0.49472 | 0.0038005 | 0.33638 | 0.043642 | 1.0057 | 0.087083 | 0.00028696 | 4.6647e-05 | 0.00011676 | 0.33626 | 0.33638
0.33258 | 0.0014236 | 0.26133 | 4.1336e-05 | 0.087575 | 0.49472 | 0.0038005 | 0.33638 | 0.043642 | 1.0057 | 0.087083 | 0.00028696 | 4.6647e-05 | 0.00011676 | 0.33626 | 0.33638
0.33258 | 0.0014236 | 0.26133 | 4.1336e-05 | 0.087575 | 0.49472 | 0.0038005 | 0.33638 | 0.043642 | 1.0057 | 0.087083 | 0.00028696 | 4.6647e-05 | 0.00011676 | 0.33626 | 0.33638
0.33258 | 0.0014236 | 0.26133 | 4.1336e-05 | 0.087575 | 0.49472 | 0.0038005 | 0.33638 | 0.043642 | 1.0057 | 0.087083 | 0.00028696 | 4.6647e-05 | 0.00011676 | 0.33626 | 0.33638
0.33258 | 0.0014236 | 0.26133 | 4.1336e-05 | 0.087575 | 0.49472 | 0.0038005 | 0.33638 | 0.043642 | 1.0057 | 0.087082 | 0.00028696 | 4.6647e-05 | 0.00011676 | 0.33626 | 0.33638
0.33258 | 0.0014236 | 0.26133 | 4.1336e-05 | 0.087575 | 0.49472 | 0.0038005 | 0.33638 | 0.043642 | 1.0057 | 0.087082 | 0.00028696 | 4.6647e-05 | 0.00011676 | 0.33626 | 0.33638
Segment number |  |  |  |  | 95 | Length | 0.7 |  |  | feet
Est. water depth at upper end of segment | Circ. Seg. Ht. | Central angle | circ. Seg. Area | Flow area | velocity | velocity head | total head | Arc length | Wet. Perim. | Hydraulic Radius | Friction slope | Friction slope | Friction head | Total head | Total head
y2 | h | theta | K | A | V2 | hv2 | H2 | s | Pw | R2 | Sf2 | Sf1 | hf2 | H1 | H2*
(ft) | (ft) | (rad) | (ft^2) | (ft^2) | (ft/s) | (ft) | (ft) | (ft) | (ft) | (ft) | (ft/ft) | (ft/ft) | (ft) | (ft) | (ft)
0.2 | 0.134 | 2.7438 | 0.032858 | 0.054758 | 0.79122 | 0.0097209 | 0.20972 | 0.45821 | 0.59109 | 0.09264 | 0.00067588 | 4.1439e-05 | 0.00025106 | 0.33638 | 0.33663
0.26345 | 0.070546 | 1.9101 | 0.013486 | 0.07413 | 0.58445 | 0.0053041 | 0.26876 | 0.31899 | 0.73031 | 0.10151 | 0.00032649 | 4.1439e-05 | 0.00012877 | 0.33638 | 0.33651
0.29733 | 0.036672 | 1.351 | 0.0052296 | 0.082386 | 0.52588 | 0.0042943 | 0.30162 | 0.22561 | 0.82368 | 0.10002 | 0.00026957 | 4.1439e-05 | 0.00010885 | 0.33638 | 0.33649
0.31476 | 0.01924 | 0.96952 | 0.0020206 | 0.085595 | 0.50616 | 0.0039783 | 0.31874 | 0.16191 | 0.88739 | 0.096458 | 0.00026211 | 4.1439e-05 | 0.00010624 | 0.33638 | 0.33648
0.32363 | 0.010368 | 0.70844 | 0.00080585 | 0.08681 | 0.49908 | 0.0038677 | 0.3275 | 0.11831 | 0.93099 | 0.093246 | 0.00026659 | 4.1439e-05 | 0.00010781 | 0.33638 | 0.33648
0.32812 | 0.0058754 | 0.53209 | 0.00034519 | 0.087271 | 0.49645 | 0.003827 | 0.33195 | 0.088859 | 0.96044 | 0.090866 | 0.00027304 | 4.1439e-05 | 0.00011007 | 0.33638 | 0.33649
0.33039 | 0.0036077 | 0.41647 | 0.00016644 | 0.08745 | 0.49543 | 0.0038114 | 0.3342 | 0.069551 | 0.97974 | 0.089258 | 0.00027847 | 4.1439e-05 | 0.00011197 | 0.33638 | 0.33649
0.33153 | 0.0024651 | 0.34406 | 9.4102e-05 | 0.087522 | 0.49502 | 0.0038051 | 0.33534 | 0.057459 | 0.99184 | 0.088242 | 0.00028228 | 4.1439e-05 | 0.0001133 | 0.33638 | 0.33649
0.33211 | 0.00189 | 0.30118 | 6.3206e-05 | 0.087553 | 0.49485 | 0.0038024 | 0.33591 | 0.050297 | 0.999 | 0.087641 | 0.00028467 | 4.1439e-05 | 0.00011414 | 0.33638 | 0.33649
0.3324 | 0.0016007 | 0.27713 | 4.9276e-05 | 0.087567 | 0.49477 | 0.0038012 | 0.3362 | 0.046281 | 1.003 | 0.087304 | 0.00028604 | 4.1439e-05 | 0.00011462 | 0.33638 | 0.33649
0.33254 | 0.0014551 | 0.26421 | 4.2717e-05 | 0.087573 | 0.49473 | 0.0038006 | 0.33635 | 0.044124 | 1.0052 | 0.087123 | 0.00028679 | 4.1439e-05 | 0.00011488 | 0.33638 | 0.33649
0.33262 | 0.001382 | 0.25748 | 3.9539e-05 | 0.087577 | 0.49471 | 0.0038004 | 0.33642 | 0.042999 | 1.0063 | 0.087029 | 0.00028718 | 4.1439e-05 | 0.00011502 | 0.33638 | 0.33649
0.33265 | 0.0013452 | 0.25402 | 3.7972e-05 | 0.087578 | 0.49471 | 0.0038002 | 0.33646 | 0.042422 | 1.0069 | 0.08698 | 0.00028739 | 4.1439e-05 | 0.00011509 | 0.33638 | 0.33649
0.33267 | 0.0013267 | 0.25227 | 3.7192e-05 | 0.087579 | 0.4947 | 0.0038001 | 0.33647 | 0.042128 | 1.0072 | 0.086956 | 0.00028749 | 4.1439e-05 | 0.00011513 | 0.33638 | 0.33649
0.33268 | 0.0013174 | 0.25138 | 3.6802e-05 | 0.087579 | 0.4947 | 0.0038001 | 0.33648 | 0.04198 | 1.0073 | 0.086943 | 0.00028754 | 4.1439e-05 | 0.00011514 | 0.33638 | 0.33649
0.33269 | 0.0013127 | 0.25093 | 3.6606e-05 | 0.087579 | 0.4947 | 0.0038001 | 0.33649 | 0.041906 | 1.0074 | 0.086937 | 0.00028757 | 4.1439e-05 | 0.00011515 | 0.33638 | 0.33649
0.33269 | 0.0013104 | 0.25071 | 3.6508e-05 | 0.08758 | 0.4947 | 0.0038001 | 0.33649 | 0.041868 | 1.0074 | 0.086934 | 0.00028758 | 4.1439e-05 | 0.00011516 | 0.33638 | 0.33649
0.33269 | 0.0013092 | 0.25059 | 3.6458e-05 | 0.08758 | 0.4947 | 0.0038001 | 0.33649 | 0.041849 | 1.0074 | 0.086932 | 0.00028759 | 4.1439e-05 | 0.00011516 | 0.33638 | 0.33649
0.33269 | 0.0013086 | 0.25054 | 3.6434e-05 | 0.08758 | 0.4947 | 0.0038001 | 0.33649 | 0.04184 | 1.0075 | 0.086932 | 0.00028759 | 4.1439e-05 | 0.00011516 | 0.33638 | 0.33649
0.33269 | 0.0013083 | 0.25051 | 3.6421e-05 | 0.08758 | 0.4947 | 0.0038001 | 0.33649 | 0.041835 | 1.0075 | 0.086931 | 0.00028759 | 4.1439e-05 | 0.00011516 | 0.33638 | 0.33649
0.33269 | 0.0013081 | 0.25049 | 3.6415e-05 | 0.08758 | 0.4947 | 0.0038001 | 0.33649 | 0.041832 | 1.0075 | 0.086931 | 0.00028759 | 4.1439e-05 | 0.00011516 | 0.33638 | 0.33649
0.33269 | 0.0013081 | 0.25049 | 3.6412e-05 | 0.08758 | 0.4947 | 0.0038001 | 0.33649 | 0.041831 | 1.0075 | 0.086931 | 0.00028759 | 4.1439e-05 | 0.00011516 | 0.33638 | 0.33649
0.33269 | 0.001308 | 0.25048 | 3.641e-05 | 0.08758 | 0.4947 | 0.0038001 | 0.33649 | 0.041831 | 1.0075 | 0.086931 | 0.00028759 | 4.1439e-05 | 0.00011516 | 0.33638 | 0.33649
0.33269 | 0.001308 | 0.25048 | 3.6409e-05 | 0.08758 | 0.4947 | 0.0038001 | 0.33649 | 0.04183 | 1.0075 | 0.086931 | 0.00028759 | 4.1439e-05 | 0.00011516 | 0.33638 | 0.33649
0.33269 | 0.001308 | 0.25048 | 3.6409e-05 | 0.08758 | 0.4947 | 0.0038001 | 0.33649 | 0.04183 | 1.0075 | 0.086931 | 0.00028759 | 4.1439e-05 | 0.00011516 | 0.33638 | 0.33649
0.33269 | 0.001308 | 0.25048 | 3.6409e-05 | 0.08758 | 0.4947 | 0.0038001 | 0.33649 | 0.04183 | 1.0075 | 0.086931 | 0.00028759 | 4.1439e-05 | 0.00011516 | 0.33638 | 0.33649
0.33269 | 0.001308 | 0.25048 | 3.6409e-05 | 0.08758 | 0.4947 | 0.0038001 | 0.33649 | 0.04183 | 1.0075 | 0.086931 | 0.00028759 | 4.1439e-05 | 0.00011516 | 0.33638 | 0.33649
0.33269 | 0.001308 | 0.25048 | 3.6409e-05 | 0.08758 | 0.4947 | 0.0038001 | 0.33649 | 0.04183 | 1.0075 | 0.086931 | 0.00028759 | 4.1439e-05 | 0.00011516 | 0.33638 | 0.33649
Segment number |  |  |  |  | 96 | Length | 0.7 |  |  | feet
Est. water depth at upper end of segment | Circ. Seg. Ht. | Central angle | circ. Seg. Area | Flow area | velocity | velocity head | total head | Arc length | Wet. Perim. | Hydraulic Radius | Friction slope | Friction slope | Friction head | Total head | Total head
y2 | h | theta | K | A | V2 | hv2 | H2 | s | Pw | R2 | Sf2 | Sf1 | hf2 | H1 | H2*
(ft) | (ft) | (rad) | (ft^2) | (ft^2) | (ft/s) | (ft) | (ft) | (ft) | (ft) | (ft) | (ft/ft) | (ft/ft) | (ft) | (ft) | (ft)
0.2 | 0.134 | 2.7438 | 0.032858 | 0.054758 | 0.79122 | 0.0097209 | 0.20972 | 0.45821 | 0.59109 | 0.09264 | 0.00067588 | 3.6508e-05 | 0.00024934 | 0.33649 | 0.33674
0.26351 | 0.07049 | 1.9093 | 0.013471 | 0.074146 | 0.58433 | 0.0053019 | 0.26881 | 0.31885 | 0.73045 | 0.10151 | 0.00032634 | 3.6508e-05 | 0.000127 | 0.33649 | 0.33662
0.29741 | 0.036586 | 1.3493 | 0.0052117 | 0.082404 | 0.52577 | 0.0042924 | 0.30171 | 0.22534 | 0.82396 | 0.10001 | 0.00026949 | 3.6508e-05 | 0.0001071 | 0.33649 | 0.3366
0.31486 | 0.01914 | 0.96692 | 0.002005 | 0.085611 | 0.50607 | 0.0039768 | 0.31884 | 0.16148 | 0.88782 | 0.096429 | 0.00026212 | 3.6508e-05 | 0.00010452 | 0.33649 | 0.3366
0.32374 | 0.01026 | 0.70471 | 0.00079339 | 0.086823 | 0.49901 | 0.0038666 | 0.32761 | 0.11769 | 0.93161 | 0.093197 | 0.0002667 | 3.6508e-05 | 0.00010612 | 0.33649 | 0.3366
0.32824 | 0.0057642 | 0.527 | 0.00033547 | 0.087281 | 0.49639 | 0.0038262 | 0.33206 | 0.08801 | 0.96128 | 0.090796 | 0.00027326 | 3.6508e-05 | 0.00010842 | 0.33649 | 0.3366
0.33051 | 0.0034949 | 0.40989 | 0.00015871 | 0.087457 | 0.49539 | 0.0038107 | 0.33432 | 0.068451 | 0.98084 | 0.089166 | 0.00027881 | 3.6508e-05 | 0.00011036 | 0.33649 | 0.3366
0.33165 | 0.0023516 | 0.33603 | 8.7687e-05 | 0.087528 | 0.49499 | 0.0038045 | 0.33545 | 0.056117 | 0.99318 | 0.08813 | 0.00028272 | 3.6508e-05 | 0.00011173 | 0.33649 | 0.3366
0.33222 | 0.0017761 | 0.29195 | 5.7589e-05 | 0.087558 | 0.49482 | 0.0038019 | 0.33603 | 0.048756 | 1.0005 | 0.087511 | 0.00028519 | 3.6508e-05 | 0.00011259 | 0.33649 | 0.3366
0.33251 | 0.0014867 | 0.26707 | 4.4112e-05 | 0.087572 | 0.49474 | 0.0038007 | 0.33631 | 0.0446 | 1.0047 | 0.087163 | 0.00028663 | 3.6508e-05 | 0.0001131 | 0.33649 | 0.33661
0.33266 | 0.0013411 | 0.25364 | 3.78e-05 | 0.087578 | 0.4947 | 0.0038002 | 0.33646 | 0.042357 | 1.0069 | 0.086975 | 0.00028741 | 3.6508e-05 | 0.00011337 | 0.33649 | 0.33661
0.33273 | 0.0012679 | 0.24661 | 3.475e-05 | 0.087581 | 0.49469 | 0.0037999 | 0.33653 | 0.041184 | 1.0081 | 0.086877 | 0.00028782 | 3.6508e-05 | 0.00011352 | 0.33649 | 0.33661
0.33277 | 0.0012311 | 0.243 | 3.3249e-05 | 0.087583 | 0.49468 | 0.0037998 | 0.33657 | 0.040581 | 1.0087 | 0.086826 | 0.00028804 | 3.6508e-05 | 0.00011359 | 0.33649 | 0.33661
0.33279 | 0.0012126 | 0.24116 | 3.2503e-05 | 0.087584 | 0.49468 | 0.0037997 | 0.33659 | 0.040274 | 1.009 | 0.086801 | 0.00028814 | 3.6508e-05 | 0.00011363 | 0.33649 | 0.33661
0.3328 | 0.0012033 | 0.24024 | 3.213e-05 | 0.087584 | 0.49467 | 0.0037997 | 0.3366 | 0.040119 | 1.0092 | 0.086788 | 0.0002882 | 3.6508e-05 | 0.00011365 | 0.33649 | 0.33661
0.3328 | 0.0011986 | 0.23977 | 3.1943e-05 | 0.087584 | 0.49467 | 0.0037997 | 0.3366 | 0.040041 | 1.0093 | 0.086781 | 0.00028823 | 3.6508e-05 | 0.00011366 | 0.33649 | 0.33661
0.3328 | 0.0011963 | 0.23953 | 3.1849e-05 | 0.087584 | 0.49467 | 0.0037997 | 0.3366 | 0.040002 | 1.0093 | 0.086778 | 0.00028824 | 3.6508e-05 | 0.00011366 | 0.33649 | 0.33661
0.3328 | 0.0011951 | 0.23941 | 3.1802e-05 | 0.087584 | 0.49467 | 0.0037997 | 0.3366 | 0.039982 | 1.0093 | 0.086776 | 0.00028825 | 3.6508e-05 | 0.00011366 | 0.33649 | 0.33661
0.33281 | 0.0011945 | 0.23935 | 3.1778e-05 | 0.087584 | 0.49467 | 0.0037997 | 0.33661 | 0.039972 | 1.0093 | 0.086775 | 0.00028825 | 3.6508e-05 | 0.00011367 | 0.33649 | 0.33661
0.33281 | 0.0011942 | 0.23932 | 3.1766e-05 | 0.087584 | 0.49467 | 0.0037997 | 0.33661 | 0.039967 | 1.0093 | 0.086775 | 0.00028825 | 3.6508e-05 | 0.00011367 | 0.33649 | 0.33661
0.33281 | 0.0011941 | 0.23931 | 3.176e-05 | 0.087584 | 0.49467 | 0.0037997 | 0.33661 | 0.039965 | 1.0093 | 0.086775 | 0.00028825 | 3.6508e-05 | 0.00011367 | 0.33649 | 0.33661
0.33281 | 0.001194 | 0.2393 | 3.1757e-05 | 0.087584 | 0.49467 | 0.0037997 | 0.33661 | 0.039963 | 1.0093 | 0.086775 | 0.00028825 | 3.6508e-05 | 0.00011367 | 0.33649 | 0.33661
0.33281 | 0.001194 | 0.2393 | 3.1756e-05 | 0.087584 | 0.49467 | 0.0037997 | 0.33661 | 0.039963 | 1.0093 | 0.086775 | 0.00028825 | 3.6508e-05 | 0.00011367 | 0.33649 | 0.33661
0.33281 | 0.0011939 | 0.2393 | 3.1755e-05 | 0.087584 | 0.49467 | 0.0037997 | 0.33661 | 0.039962 | 1.0093 | 0.086775 | 0.00028825 | 3.6508e-05 | 0.00011367 | 0.33649 | 0.33661
0.33281 | 0.0011939 | 0.2393 | 3.1755e-05 | 0.087584 | 0.49467 | 0.0037997 | 0.33661 | 0.039962 | 1.0093 | 0.086775 | 0.00028825 | 3.6508e-05 | 0.00011367 | 0.33649 | 0.33661
0.33281 | 0.0011939 | 0.23929 | 3.1755e-05 | 0.087584 | 0.49467 | 0.0037997 | 0.33661 | 0.039962 | 1.0093 | 0.086775 | 0.00028825 | 3.6508e-05 | 0.00011367 | 0.33649 | 0.33661
0.33281 | 0.0011939 | 0.23929 | 3.1755e-05 | 0.087584 | 0.49467 | 0.0037997 | 0.33661 | 0.039962 | 1.0093 | 0.086775 | 0.00028825 | 3.6508e-05 | 0.00011367 | 0.33649 | 0.33661
0.33281 | 0.0011939 | 0.23929 | 3.1754e-05 | 0.087584 | 0.49467 | 0.0037997 | 0.33661 | 0.039962 | 1.0093 | 0.086775 | 0.00028825 | 3.6508e-05 | 0.00011367 | 0.33649 | 0.33661
Segment number |  |  |  |  | 97 | Length | 0.7 |  |  | feet
Est. water depth at upper end of segment | Circ. Seg. Ht. | Central angle | circ. Seg. Area | Flow area | velocity | velocity head | total head | Arc length | Wet. Perim. | Hydraulic Radius | Friction slope | Friction slope | Friction head | Total head | Total head
y2 | h | theta | K | A | V2 | hv2 | H2 | s | Pw | R2 | Sf2 | Sf1 | hf2 | H1 | H2*
(ft) | (ft) | (rad) | (ft^2) | (ft^2) | (ft/s) | (ft) | (ft) | (ft) | (ft) | (ft) | (ft/ft) | (ft/ft) | (ft) | (ft) | (ft)
0.2 | 0.134 | 2.7438 | 0.032858 | 0.054758 | 0.79122 | 0.0097209 | 0.20972 | 0.45821 | 0.59109 | 0.09264 | 0.00067588 | 3.1849e-05 | 0.00024771 | 0.33661 | 0.33685
0.26357 | 0.070434 | 1.9084 | 0.013455 | 0.074161 | 0.58421 | 0.0052997 | 0.26887 | 0.31871 | 0.73058 | 0.10151 | 0.0003262 | 3.1849e-05 | 0.00012532 | 0.33661 | 0.33673
0.2975 | 0.036501 | 1.3477 | 0.0051939 | 0.082422 | 0.52565 | 0.0042905 | 0.30179 | 0.22506 | 0.82423 | 0.099999 | 0.00026942 | 3.1849e-05 | 0.00010544 | 0.33661 | 0.33671
0.31496 | 0.01904 | 0.96436 | 0.0019895 | 0.085627 | 0.50598 | 0.0039754 | 0.31894 | 0.16105 | 0.88825 | 0.0964 | 0.00026213 | 3.1849e-05 | 0.00010289 | 0.33661 | 0.33671
0.32385 | 0.010153 | 0.701 | 0.00078115 | 0.086835 | 0.49894 | 0.0038655 | 0.32771 | 0.11707 | 0.93223 | 0.093148 | 0.00026681 | 3.1849e-05 | 0.00010453 | 0.33661 | 0.33671
0.32835 | 0.0056544 | 0.52193 | 0.00032596 | 0.08729 | 0.49634 | 0.0038253 | 0.33217 | 0.087162 | 0.96213 | 0.090726 | 0.00027348 | 3.1849e-05 | 0.00010686 | 0.33661 | 0.33671
0.33062 | 0.0033835 | 0.40328 | 0.0001512 | 0.087465 | 0.49535 | 0.0038101 | 0.33443 | 0.067348 | 0.98195 | 0.089073 | 0.00027914 | 3.1849e-05 | 0.00010885 | 0.33661 | 0.33671
0.33176 | 0.0022395 | 0.32791 | 8.1501e-05 | 0.087535 | 0.49495 | 0.003804 | 0.33556 | 0.05476 | 0.99453 | 0.088016 | 0.00028317 | 3.1849e-05 | 0.00011026 | 0.33661 | 0.33672
0.33234 | 0.0016637 | 0.28255 | 5.2214e-05 | 0.087564 | 0.49479 | 0.0038015 | 0.33614 | 0.047185 | 1.0021 | 0.08738 | 0.00028573 | 3.1849e-05 | 0.00011115 | 0.33661 | 0.33672
0.33263 | 0.0013741 | 0.25674 | 3.9203e-05 | 0.087577 | 0.49471 | 0.0038003 | 0.33643 | 0.042876 | 1.0064 | 0.087018 | 0.00028723 | 3.1849e-05 | 0.00011168 | 0.33661 | 0.33672
0.33277 | 0.0012285 | 0.24274 | 3.3144e-05 | 0.087583 | 0.49468 | 0.0037998 | 0.33657 | 0.040538 | 1.0088 | 0.086823 | 0.00028805 | 3.1849e-05 | 0.00011197 | 0.33661 | 0.33672
0.33284 | 0.0011553 | 0.23539 | 3.0227e-05 | 0.087586 | 0.49466 | 0.0037995 | 0.33664 | 0.03931 | 1.01 | 0.08672 | 0.00028849 | 3.1849e-05 | 0.00011212 | 0.33661 | 0.33672
0.33288 | 0.0011185 | 0.2316 | 2.8795e-05 | 0.087587 | 0.49465 | 0.0037994 | 0.33668 | 0.038678 | 1.0106 | 0.086667 | 0.00028871 | 3.1849e-05 | 0.0001122 | 0.33661 | 0.33672
0.3329 | 0.0011 | 0.22968 | 2.8084e-05 | 0.087588 | 0.49465 | 0.0037994 | 0.3367 | 0.038356 | 1.0109 | 0.08664 | 0.00028883 | 3.1849e-05 | 0.00011224 | 0.33661 | 0.33672
0.33291 | 0.0010907 | 0.2287 | 2.7728e-05 | 0.087588 | 0.49465 | 0.0037993 | 0.33671 | 0.038193 | 1.0111 | 0.086627 | 0.00028888 | 3.1849e-05 | 0.00011226 | 0.33661 | 0.33672
0.33291 | 0.001086 | 0.22821 | 2.755e-05 | 0.087589 | 0.49465 | 0.0037993 | 0.33671 | 0.038111 | 1.0112 | 0.08662 | 0.00028891 | 3.1849e-05 | 0.00011227 | 0.33661 | 0.33672
0.33292 | 0.0010836 | 0.22796 | 2.7461e-05 | 0.087589 | 0.49465 | 0.0037993 | 0.33672 | 0.03807 | 1.0112 | 0.086616 | 0.00028893 | 3.1849e-05 | 0.00011227 | 0.33661 | 0.33672
0.33292 | 0.0010825 | 0.22784 | 2.7416e-05 | 0.087589 | 0.49465 | 0.0037993 | 0.33672 | 0.038049 | 1.0112 | 0.086615 | 0.00028894 | 3.1849e-05 | 0.00011227 | 0.33661 | 0.33672
0.33292 | 0.0010819 | 0.22778 | 2.7393e-05 | 0.087589 | 0.49465 | 0.0037993 | 0.33672 | 0.038038 | 1.0113 | 0.086614 | 0.00028894 | 3.1849e-05 | 0.00011228 | 0.33661 | 0.33672
0.33292 | 0.0010816 | 0.22774 | 2.7382e-05 | 0.087589 | 0.49465 | 0.0037993 | 0.33672 | 0.038033 | 1.0113 | 0.086613 | 0.00028894 | 3.1849e-05 | 0.00011228 | 0.33661 | 0.33672
0.33292 | 0.0010814 | 0.22773 | 2.7376e-05 | 0.087589 | 0.49465 | 0.0037993 | 0.33672 | 0.038031 | 1.0113 | 0.086613 | 0.00028894 | 3.1849e-05 | 0.00011228 | 0.33661 | 0.33672
0.33292 | 0.0010813 | 0.22772 | 2.7373e-05 | 0.087589 | 0.49465 | 0.0037993 | 0.33672 | 0.038029 | 1.0113 | 0.086613 | 0.00028894 | 3.1849e-05 | 0.00011228 | 0.33661 | 0.33672
0.33292 | 0.0010813 | 0.22772 | 2.7372e-05 | 0.087589 | 0.49465 | 0.0037993 | 0.33672 | 0.038029 | 1.0113 | 0.086613 | 0.00028894 | 3.1849e-05 | 0.00011228 | 0.33661 | 0.33672
0.33292 | 0.0010813 | 0.22771 | 2.7371e-05 | 0.087589 | 0.49465 | 0.0037993 | 0.33672 | 0.038028 | 1.0113 | 0.086613 | 0.00028894 | 3.1849e-05 | 0.00011228 | 0.33661 | 0.33672
0.33292 | 0.0010813 | 0.22771 | 2.7371e-05 | 0.087589 | 0.49465 | 0.0037993 | 0.33672 | 0.038028 | 1.0113 | 0.086613 | 0.00028894 | 3.1849e-05 | 0.00011228 | 0.33661 | 0.33672
0.33292 | 0.0010813 | 0.22771 | 2.7371e-05 | 0.087589 | 0.49465 | 0.0037993 | 0.33672 | 0.038028 | 1.0113 | 0.086613 | 0.00028894 | 3.1849e-05 | 0.00011228 | 0.33661 | 0.33672
0.33292 | 0.0010813 | 0.22771 | 2.7371e-05 | 0.087589 | 0.49465 | 0.0037993 | 0.33672 | 0.038028 | 1.0113 | 0.086613 | 0.00028894 | 3.1849e-05 | 0.00011228 | 0.33661 | 0.33672
0.33292 | 0.0010813 | 0.22771 | 2.7371e-05 | 0.087589 | 0.49465 | 0.0037993 | 0.33672 | 0.038028 | 1.0113 | 0.086613 | 0.00028894 | 3.1849e-05 | 0.00011228 | 0.33661 | 0.33672
Segment number |  |  |  |  | 98 | Length | 0.7 |  |  | feet
Est. water depth at upper end of segment | Circ. Seg. Ht. | Central angle | circ. Seg. Area | Flow area | velocity | velocity head | total head | Arc length | Wet. Perim. | Hydraulic Radius | Friction slope | Friction slope | Friction head | Total head | Total head
y2 | h | theta | K | A | V2 | hv2 | H2 | s | Pw | R2 | Sf2 | Sf1 | hf2 | H1 | H2*
(ft) | (ft) | (rad) | (ft^2) | (ft^2) | (ft/s) | (ft) | (ft) | (ft) | (ft) | (ft) | (ft/ft) | (ft/ft) | (ft) | (ft) | (ft)
0.2 | 0.134 | 2.7438 | 0.032858 | 0.054758 | 0.79122 | 0.0097209 | 0.20972 | 0.45821 | 0.59109 | 0.09264 | 0.00067588 | 2.7461e-05 | 0.00024617 | 0.33672 | 0.33696
0.26362 | 0.070378 | 1.9076 | 0.01344 | 0.074176 | 0.58409 | 0.0052975 | 0.26892 | 0.31858 | 0.73072 | 0.10151 | 0.00032606 | 2.7461e-05 | 0.00012373 | 0.33672 | 0.33684
0.29758 | 0.036417 | 1.3461 | 0.0051764 | 0.08244 | 0.52554 | 0.0042887 | 0.30187 | 0.22479 | 0.8245 | 0.099987 | 0.00026934 | 2.7461e-05 | 0.00010388 | 0.33672 | 0.33682
0.31506 | 0.018942 | 0.96182 | 0.0019743 | 0.085642 | 0.50589 | 0.003974 | 0.31903 | 0.16062 | 0.88867 | 0.096371 | 0.00026214 | 2.7461e-05 | 0.00010136 | 0.33672 | 0.33682
0.32395 | 0.010048 | 0.69732 | 0.00076911 | 0.086847 | 0.49887 | 0.0038645 | 0.32782 | 0.11645 | 0.93284 | 0.093099 | 0.00026693 | 2.7461e-05 | 0.00010304 | 0.33672 | 0.33682
0.32845 | 0.0055458 | 0.51687 | 0.00031665 | 0.087299 | 0.49629 | 0.0038245 | 0.33228 | 0.086317 | 0.96298 | 0.090656 | 0.0002737 | 2.7461e-05 | 0.00010541 | 0.33672 | 0.33682
0.33073 | 0.0032734 | 0.39664 | 0.00014389 | 0.087472 | 0.4953 | 0.0038094 | 0.33454 | 0.06624 | 0.98305 | 0.08898 | 0.00027949 | 2.7461e-05 | 0.00010743 | 0.33672 | 0.33683
0.33187 | 0.0021287 | 0.31967 | 7.5536e-05 | 0.087541 | 0.49492 | 0.0038035 | 0.33567 | 0.053385 | 0.99591 | 0.0879 | 0.00028363 | 2.7461e-05 | 0.00010888 | 0.33672 | 0.33683
0.33245 | 0.0015526 | 0.27293 | 4.7077e-05 | 0.087569 | 0.49476 | 0.003801 | 0.33625 | 0.04558 | 1.0037 | 0.087245 | 0.00028629 | 2.7461e-05 | 0.00010981 | 0.33672 | 0.33683
0.33274 | 0.0012629 | 0.24612 | 3.4544e-05 | 0.087582 | 0.49469 | 0.0037999 | 0.33654 | 0.041102 | 1.0082 | 0.08687 | 0.00028785 | 2.7461e-05 | 0.00011036 | 0.33672 | 0.33683
0.33288 | 0.0011172 | 0.23147 | 2.8746e-05 | 0.087587 | 0.49465 | 0.0037994 | 0.33668 | 0.038656 | 1.0106 | 0.086665 | 0.00028872 | 2.7461e-05 | 0.00011066 | 0.33672 | 0.33683
0.33296 | 0.001044 | 0.22375 | 2.5967e-05 | 0.08759 | 0.49464 | 0.0037992 | 0.33676 | 0.037366 | 1.0119 | 0.086558 | 0.00028918 | 2.7461e-05 | 0.00011082 | 0.33672 | 0.33683
0.33299 | 0.0010071 | 0.21976 | 2.4607e-05 | 0.087591 | 0.49463 | 0.0037991 | 0.33679 | 0.0367 | 1.0126 | 0.086502 | 0.00028942 | 2.7461e-05 | 0.00011091 | 0.33672 | 0.33683
0.33301 | 0.00098862 | 0.21773 | 2.3932e-05 | 0.087592 | 0.49463 | 0.003799 | 0.33681 | 0.036361 | 1.0129 | 0.086474 | 0.00028954 | 2.7461e-05 | 0.00011095 | 0.33672 | 0.33683
0.33302 | 0.00097932 | 0.2167 | 2.3595e-05 | 0.087592 | 0.49462 | 0.003799 | 0.33682 | 0.036189 | 1.0131 | 0.086459 | 0.0002896 | 2.7461e-05 | 0.00011097 | 0.33672 | 0.33683
0.33303 | 0.00097464 | 0.21618 | 2.3426e-05 | 0.087593 | 0.49462 | 0.003799 | 0.33682 | 0.036102 | 1.0132 | 0.086452 | 0.00028963 | 2.7461e-05 | 0.00011098 | 0.33672 | 0.33683
0.33303 | 0.00097228 | 0.21592 | 2.3341e-05 | 0.087593 | 0.49462 | 0.0037989 | 0.33683 | 0.036059 | 1.0132 | 0.086449 | 0.00028965 | 2.7461e-05 | 0.00011099 | 0.33672 | 0.33683
0.33303 | 0.0009711 | 0.21579 | 2.3299e-05 | 0.087593 | 0.49462 | 0.0037989 | 0.33683 | 0.036037 | 1.0133 | 0.086447 | 0.00028966 | 2.7461e-05 | 0.00011099 | 0.33672 | 0.33683
0.33303 | 0.00097051 | 0.21572 | 2.3277e-05 | 0.087593 | 0.49462 | 0.0037989 | 0.33683 | 0.036026 | 1.0133 | 0.086446 | 0.00028966 | 2.7461e-05 | 0.00011099 | 0.33672 | 0.33683
0.33303 | 0.00097021 | 0.21569 | 2.3266e-05 | 0.087593 | 0.49462 | 0.0037989 | 0.33683 | 0.03602 | 1.0133 | 0.086445 | 0.00028966 | 2.7461e-05 | 0.00011099 | 0.33672 | 0.33683
0.33303 | 0.00097006 | 0.21567 | 2.3261e-05 | 0.087593 | 0.49462 | 0.0037989 | 0.33683 | 0.036017 | 1.0133 | 0.086445 | 0.00028966 | 2.7461e-05 | 0.00011099 | 0.33672 | 0.33683
0.33303 | 0.00096998 | 0.21566 | 2.3258e-05 | 0.087593 | 0.49462 | 0.0037989 | 0.33683 | 0.036016 | 1.0133 | 0.086445 | 0.00028966 | 2.7461e-05 | 0.00011099 | 0.33672 | 0.33683
0.33303 | 0.00096994 | 0.21566 | 2.3257e-05 | 0.087593 | 0.49462 | 0.0037989 | 0.33683 | 0.036015 | 1.0133 | 0.086445 | 0.00028966 | 2.7461e-05 | 0.00011099 | 0.33672 | 0.33683
0.33303 | 0.00096993 | 0.21566 | 2.3256e-05 | 0.087593 | 0.49462 | 0.0037989 | 0.33683 | 0.036015 | 1.0133 | 0.086445 | 0.00028966 | 2.7461e-05 | 0.00011099 | 0.33672 | 0.33683
0.33303 | 0.00096992 | 0.21566 | 2.3256e-05 | 0.087593 | 0.49462 | 0.0037989 | 0.33683 | 0.036015 | 1.0133 | 0.086445 | 0.00028966 | 2.7461e-05 | 0.00011099 | 0.33672 | 0.33683
0.33303 | 0.00096991 | 0.21566 | 2.3256e-05 | 0.087593 | 0.49462 | 0.0037989 | 0.33683 | 0.036015 | 1.0133 | 0.086445 | 0.00028966 | 2.7461e-05 | 0.00011099 | 0.33672 | 0.33683
0.33303 | 0.00096991 | 0.21566 | 2.3256e-05 | 0.087593 | 0.49462 | 0.0037989 | 0.33683 | 0.036015 | 1.0133 | 0.086445 | 0.00028966 | 2.7461e-05 | 0.00011099 | 0.33672 | 0.33683
0.33303 | 0.00096991 | 0.21566 | 2.3256e-05 | 0.087593 | 0.49462 | 0.0037989 | 0.33683 | 0.036015 | 1.0133 | 0.086445 | 0.00028966 | 2.7461e-05 | 0.00011099 | 0.33672 | 0.33683
Segment number |  |  |  |  | 99 | Length | 0.7 |  |  | feet
Est. water depth at upper end of segment | Circ. Seg. Ht. | Central angle | circ. Seg. Area | Flow area | velocity | velocity head | total head | Arc length | Wet. Perim. | Hydraulic Radius | Friction slope | Friction slope | Friction head | Total head | Total head
y2 | h | theta | K | A | V2 | hv2 | H2 | s | Pw | R2 | Sf2 | Sf1 | hf2 | H1 | H2*
(ft) | (ft) | (rad) | (ft^2) | (ft^2) | (ft/s) | (ft) | (ft) | (ft) | (ft) | (ft) | (ft/ft) | (ft/ft) | (ft) | (ft) | (ft)
0.2 | 0.134 | 2.7438 | 0.032858 | 0.054758 | 0.79122 | 0.0097209 | 0.20972 | 0.45821 | 0.59109 | 0.09264 | 0.00067588 | 2.3341e-05 | 0.00024473 | 0.33683 | 0.33707
0.26368 | 0.070324 | 1.9068 | 0.013425 | 0.074191 | 0.58397 | 0.0052954 | 0.26897 | 0.31844 | 0.73085 | 0.10151 | 0.00032592 | 2.3341e-05 | 0.00012224 | 0.33683 | 0.33695
0.29767 | 0.036334 | 1.3445 | 0.0051591 | 0.082457 | 0.52543 | 0.0042869 | 0.30195 | 0.22453 | 0.82477 | 0.099976 | 0.00026927 | 2.3341e-05 | 0.00010241 | 0.33683 | 0.33693
0.31516 | 0.018845 | 0.95929 | 0.0019593 | 0.085657 | 0.5058 | 0.0039726 | 0.31913 | 0.1602 | 0.88909 | 0.096342 | 0.00026215 | 2.3341e-05 | 9.9924e-05 | 0.33683 | 0.33693
0.32406 | 0.0099442 | 0.69366 | 0.00075726 | 0.086859 | 0.4988 | 0.0038634 | 0.32792 | 0.11584 | 0.93345 | 0.093051 | 0.00026704 | 2.3341e-05 | 0.00010163 | 0.33683 | 0.33693
0.32856 | 0.0054385 | 0.51181 | 0.00030753 | 0.087309 | 0.49623 | 0.0038237 | 0.33239 | 0.085473 | 0.96382 | 0.090586 | 0.00027393 | 2.3341e-05 | 0.00010404 | 0.33683 | 0.33693
0.33084 | 0.0031645 | 0.38997 | 0.00013679 | 0.087479 | 0.49526 | 0.0038088 | 0.33464 | 0.065125 | 0.98417 | 0.088886 | 0.00027983 | 2.3341e-05 | 0.00010611 | 0.33683 | 0.33694
0.33198 | 0.0020191 | 0.31132 | 6.9785e-05 | 0.087546 | 0.49489 | 0.003803 | 0.33578 | 0.05199 | 0.9973 | 0.087783 | 0.0002841 | 2.3341e-05 | 0.0001076 | 0.33683 | 0.33694
0.33256 | 0.0014427 | 0.26308 | 4.2172e-05 | 0.087574 | 0.49473 | 0.0038006 | 0.33636 | 0.043935 | 1.0054 | 0.087107 | 0.00028686 | 2.3341e-05 | 0.00010857 | 0.33683 | 0.33694
0.33285 | 0.0011529 | 0.23514 | 3.0132e-05 | 0.087586 | 0.49466 | 0.0037995 | 0.33665 | 0.039268 | 1.01 | 0.086717 | 0.0002885 | 2.3341e-05 | 0.00010914 | 0.33683 | 0.33694
0.33299 | 0.0010071 | 0.21976 | 2.4605e-05 | 0.087591 | 0.49463 | 0.0037991 | 0.33679 | 0.036699 | 1.0126 | 0.086502 | 0.00028942 | 2.3341e-05 | 0.00010947 | 0.33683 | 0.33694
0.33307 | 0.00093383 | 0.2116 | 2.1971e-05 | 0.087594 | 0.49462 | 0.0037988 | 0.33686 | 0.035338 | 1.014 | 0.086388 | 0.00028991 | 2.3341e-05 | 0.00010964 | 0.33683 | 0.33694
0.3331 | 0.000897 | 0.20738 | 2.0685e-05 | 0.087595 | 0.49461 | 0.0037987 | 0.3369 | 0.034633 | 1.0147 | 0.08633 | 0.00029016 | 2.3341e-05 | 0.00010973 | 0.33683 | 0.33694
0.33312 | 0.00087848 | 0.20523 | 2.0048e-05 | 0.087596 | 0.4946 | 0.0037987 | 0.33692 | 0.034274 | 1.015 | 0.0863 | 0.00029029 | 2.3341e-05 | 0.00010977 | 0.33683 | 0.33694
0.33313 | 0.00086917 | 0.20414 | 1.973e-05 | 0.087596 | 0.4946 | 0.0037986 | 0.33693 | 0.034091 | 1.0152 | 0.086285 | 0.00029036 | 2.3341e-05 | 0.0001098 | 0.33683 | 0.33694
0.33314 | 0.00086449 | 0.20359 | 1.9571e-05 | 0.087597 | 0.4946 | 0.0037986 | 0.33693 | 0.033999 | 1.0153 | 0.086277 | 0.00029039 | 2.3341e-05 | 0.00010981 | 0.33683 | 0.33694
0.33314 | 0.00086213 | 0.20331 | 1.9491e-05 | 0.087597 | 0.4946 | 0.0037986 | 0.33694 | 0.033953 | 1.0153 | 0.086273 | 0.00029041 | 2.3341e-05 | 0.00010981 | 0.33683 | 0.33694
0.33314 | 0.00086095 | 0.20317 | 1.9451e-05 | 0.087597 | 0.4946 | 0.0037986 | 0.33694 | 0.03393 | 1.0154 | 0.086271 | 0.00029042 | 2.3341e-05 | 0.00010982 | 0.33683 | 0.33694
0.33314 | 0.00086036 | 0.2031 | 1.9431e-05 | 0.087597 | 0.4946 | 0.0037986 | 0.33694 | 0.033918 | 1.0154 | 0.08627 | 0.00029042 | 2.3341e-05 | 0.00010982 | 0.33683 | 0.33694
0.33314 | 0.00086006 | 0.20307 | 1.9421e-05 | 0.087597 | 0.4946 | 0.0037986 | 0.33694 | 0.033912 | 1.0154 | 0.08627 | 0.00029042 | 2.3341e-05 | 0.00010982 | 0.33683 | 0.33694
0.33314 | 0.00085991 | 0.20305 | 1.9416e-05 | 0.087597 | 0.4946 | 0.0037986 | 0.33694 | 0.033909 | 1.0154 | 0.086269 | 0.00029043 | 2.3341e-05 | 0.00010982 | 0.33683 | 0.33694
0.33314 | 0.00085983 | 0.20304 | 1.9413e-05 | 0.087597 | 0.4946 | 0.0037986 | 0.33694 | 0.033908 | 1.0154 | 0.086269 | 0.00029043 | 2.3341e-05 | 0.00010982 | 0.33683 | 0.33694
0.33314 | 0.00085979 | 0.20303 | 1.9412e-05 | 0.087597 | 0.4946 | 0.0037986 | 0.33694 | 0.033907 | 1.0154 | 0.086269 | 0.00029043 | 2.3341e-05 | 0.00010982 | 0.33683 | 0.33694
0.33314 | 0.00085977 | 0.20303 | 1.9411e-05 | 0.087597 | 0.4946 | 0.0037986 | 0.33694 | 0.033906 | 1.0154 | 0.086269 | 0.00029043 | 2.3341e-05 | 0.00010982 | 0.33683 | 0.33694
0.33314 | 0.00085976 | 0.20303 | 1.9411e-05 | 0.087597 | 0.4946 | 0.0037986 | 0.33694 | 0.033906 | 1.0154 | 0.086269 | 0.00029043 | 2.3341e-05 | 0.00010982 | 0.33683 | 0.33694
0.33314 | 0.00085976 | 0.20303 | 1.9411e-05 | 0.087597 | 0.4946 | 0.0037986 | 0.33694 | 0.033906 | 1.0154 | 0.086269 | 0.00029043 | 2.3341e-05 | 0.00010982 | 0.33683 | 0.33694
0.33314 | 0.00085976 | 0.20303 | 1.9411e-05 | 0.087597 | 0.4946 | 0.0037986 | 0.33694 | 0.033906 | 1.0154 | 0.086269 | 0.00029043 | 2.3341e-05 | 0.00010982 | 0.33683 | 0.33694
0.33314 | 0.00085976 | 0.20303 | 1.9411e-05 | 0.087597 | 0.4946 | 0.0037986 | 0.33694 | 0.033906 | 1.0154 | 0.086269 | 0.00029043 | 2.3341e-05 | 0.00010982 | 0.33683 | 0.33694
Segment number |  |  |  |  | 100 | Length | 0.7 |  |  | feet
Est. water depth at upper end of segment | Circ. Seg. Ht. | Central angle | circ. Seg. Area | Flow area | velocity | velocity head | total head | Arc length | Wet. Perim. | Hydraulic Radius | Friction slope | Friction slope | Friction head | Total head | Total head
y2 | h | theta | K | A | V2 | hv2 | H2 | s | Pw | R2 | Sf2 | Sf1 | hf2 | H1 | H2*
(ft) | (ft) | (rad) | (ft^2) | (ft^2) | (ft/s) | (ft) | (ft) | (ft) | (ft) | (ft) | (ft/ft) | (ft/ft) | (ft) | (ft) | (ft)
0.2 | 0.134 | 2.7438 | 0.032858 | 0.054758 | 0.79122 | 0.0097209 | 0.20972 | 0.45821 | 0.59109 | 0.09264 | 0.00067588 | 1.9491e-05 | 0.00024338 | 0.33694 | 0.33718
0.26373 | 0.070269 | 1.906 | 0.01341 | 0.074206 | 0.58386 | 0.0052933 | 0.26902 | 0.31831 | 0.73099 | 0.10151 | 0.00032579 | 1.9491e-05 | 0.00012085 | 0.33694 | 0.33706
0.29775 | 0.036251 | 1.3429 | 0.0051419 | 0.082474 | 0.52532 | 0.0042851 | 0.30203 | 0.22426 | 0.82503 | 0.099965 | 0.0002692 | 1.9491e-05 | 0.00010104 | 0.33694 | 0.33704
0.31525 | 0.018748 | 0.95679 | 0.0019445 | 0.085672 | 0.50571 | 0.0039712 | 0.31922 | 0.15978 | 0.88951 | 0.096313 | 0.00026217 | 1.9491e-05 | 9.8581e-05 | 0.33694 | 0.33704
0.32416 | 0.0098411 | 0.69002 | 0.00074559 | 0.08687 | 0.49874 | 0.0038624 | 0.32802 | 0.11523 | 0.93406 | 0.093003 | 0.00026715 | 1.9491e-05 | 0.00010032 | 0.33694 | 0.33704
0.32867 | 0.0053321 | 0.50676 | 0.00029859 | 0.087317 | 0.49618 | 0.0038229 | 0.33249 | 0.084628 | 0.96467 | 0.090516 | 0.00027415 | 1.9491e-05 | 0.00010277 | 0.33694 | 0.33704
0.33094 | 0.0030567 | 0.38325 | 0.00012987 | 0.087486 | 0.49523 | 0.0038082 | 0.33475 | 0.064002 | 0.98529 | 0.088792 | 0.00028018 | 1.9491e-05 | 0.00010489 | 0.33694 | 0.33704
0.33209 | 0.0019106 | 0.30282 | 6.4242e-05 | 0.087552 | 0.49485 | 0.0038025 | 0.33589 | 0.050571 | 0.99872 | 0.087664 | 0.00028457 | 1.9491e-05 | 0.00010642 | 0.33694 | 0.33705
0.33267 | 0.0013339 | 0.25295 | 3.7496e-05 | 0.087579 | 0.4947 | 0.0038002 | 0.33647 | 0.042243 | 1.0071 | 0.086965 | 0.00028745 | 1.9491e-05 | 0.00010743 | 0.33694 | 0.33705
0.33296 | 0.0010439 | 0.22374 | 2.5965e-05 | 0.08759 | 0.49464 | 0.0037992 | 0.33676 | 0.037365 | 1.0119 | 0.086557 | 0.00028918 | 1.9491e-05 | 0.00010804 | 0.33694 | 0.33705
0.3331 | 0.0008981 | 0.20751 | 2.0723e-05 | 0.087595 | 0.49461 | 0.0037987 | 0.3369 | 0.034654 | 1.0146 | 0.086331 | 0.00029016 | 1.9491e-05 | 0.00010838 | 0.33694 | 0.33705
0.33318 | 0.0008248 | 0.19886 | 1.8239e-05 | 0.087598 | 0.49459 | 0.0037985 | 0.33697 | 0.033209 | 1.0161 | 0.086211 | 0.00029068 | 1.9491e-05 | 0.00010856 | 0.33694 | 0.33705
0.33321 | 0.00078795 | 0.19436 | 1.7031e-05 | 0.087599 | 0.49459 | 0.0037984 | 0.33701 | 0.032458 | 1.0168 | 0.086149 | 0.00029095 | 1.9491e-05 | 0.00010866 | 0.33694 | 0.33705
0.33323 | 0.00076942 | 0.19206 | 1.6435e-05 | 0.0876 | 0.49458 | 0.0037983 | 0.33703 | 0.032074 | 1.0172 | 0.086117 | 0.00029109 | 1.9491e-05 | 0.0001087 | 0.33694 | 0.33705
0.33324 | 0.00076011 | 0.19089 | 1.6137e-05 | 0.0876 | 0.49458 | 0.0037983 | 0.33704 | 0.031879 | 1.0174 | 0.0861 | 0.00029116 | 1.9491e-05 | 0.00010873 | 0.33694 | 0.33705
0.33324 | 0.00075543 | 0.1903 | 1.5988e-05 | 0.0876 | 0.49458 | 0.0037983 | 0.33704 | 0.031781 | 1.0175 | 0.086092 | 0.0002912 | 1.9491e-05 | 0.00010874 | 0.33694 | 0.33705
0.33325 | 0.00075307 | 0.19001 | 1.5914e-05 | 0.0876 | 0.49458 | 0.0037983 | 0.33705 | 0.031731 | 1.0176 | 0.086088 | 0.00029122 | 1.9491e-05 | 0.00010875 | 0.33694 | 0.33705
0.33325 | 0.00075189 | 0.18986 | 1.5876e-05 | 0.0876 | 0.49458 | 0.0037983 | 0.33705 | 0.031706 | 1.0176 | 0.086086 | 0.00029123 | 1.9491e-05 | 0.00010875 | 0.33694 | 0.33705
0.33325 | 0.00075129 | 0.18978 | 1.5857e-05 | 0.0876 | 0.49458 | 0.0037983 | 0.33705 | 0.031694 | 1.0176 | 0.086085 | 0.00029123 | 1.9491e-05 | 0.00010875 | 0.33694 | 0.33705
0.33325 | 0.00075099 | 0.18974 | 1.5848e-05 | 0.0876 | 0.49458 | 0.0037983 | 0.33705 | 0.031687 | 1.0176 | 0.086085 | 0.00029123 | 1.9491e-05 | 0.00010875 | 0.33694 | 0.33705
0.33325 | 0.00075084 | 0.18972 | 1.5843e-05 | 0.0876 | 0.49458 | 0.0037983 | 0.33705 | 0.031684 | 1.0176 | 0.086084 | 0.00029123 | 1.9491e-05 | 0.00010875 | 0.33694 | 0.33705
0.33325 | 0.00075077 | 0.18972 | 1.5841e-05 | 0.0876 | 0.49458 | 0.0037983 | 0.33705 | 0.031682 | 1.0176 | 0.086084 | 0.00029123 | 1.9491e-05 | 0.00010875 | 0.33694 | 0.33705
0.33325 | 0.00075073 | 0.18971 | 1.584e-05 | 0.0876 | 0.49458 | 0.0037983 | 0.33705 | 0.031682 | 1.0176 | 0.086084 | 0.00029123 | 1.9491e-05 | 0.00010875 | 0.33694 | 0.33705
0.33325 | 0.00075071 | 0.18971 | 1.5839e-05 | 0.0876 | 0.49458 | 0.0037983 | 0.33705 | 0.031681 | 1.0176 | 0.086084 | 0.00029124 | 1.9491e-05 | 0.00010875 | 0.33694 | 0.33705
0.33325 | 0.0007507 | 0.18971 | 1.5839e-05 | 0.0876 | 0.49458 | 0.0037983 | 0.33705 | 0.031681 | 1.0176 | 0.086084 | 0.00029124 | 1.9491e-05 | 0.00010875 | 0.33694 | 0.33705
0.33325 | 0.0007507 | 0.18971 | 1.5839e-05 | 0.0876 | 0.49458 | 0.0037983 | 0.33705 | 0.031681 | 1.0176 | 0.086084 | 0.00029124 | 1.9491e-05 | 0.00010875 | 0.33694 | 0.33705
0.33325 | 0.00075069 | 0.18971 | 1.5838e-05 | 0.0876 | 0.49458 | 0.0037983 | 0.33705 | 0.031681 | 1.0176 | 0.086084 | 0.00029124 | 1.9491e-05 | 0.00010875 | 0.33694 | 0.33705
0.33325 | 0.00075069 | 0.18971 | 1.5838e-05 | 0.0876 | 0.49458 | 0.0037983 | 0.33705 | 0.031681 | 1.0176 | 0.086084 | 0.00029124 | 1.9491e-05 | 0.00010875 | 0.33694 | 0.33705